## Intro BSL
BLOOD SCIENCES BT TEST DICTIONARY 1.Select the relevant tab Author: Ian RONEY /MR-BS4 /Version 1.0/ Issued Jan 2024 /Authorised :BSL Ops team

## BT
Blood Transfusion Test Dictionary
Lab | Test | Sample_type | Min_samp_vol | Requirements | Turnaround_time | Reference_range | Sample Stability Time | Interfering factors | Notes
Blood Transfusion | ABO/Rh grouping problems | EDTA/ clotted | 4ml | NULL | 1 Week | N/A | 1 week | Haemolysis, recent transfusion, insufficient, lipaemic or icteric | Refer to http://www.viapath.co.uk/test-alphabetical?location=114&department=140&laboratory=179&letter= for full test details.
Blood Transfusion | Alkaline Denaturation | EDTA | 1 mL | Requires both maternal and neonate samples | 4 hours | N/A | 1 week | Haemolysis, clotted, insufficient, liapaemic or icteric | Can ONLY be tested on maternal and neonatal red blood cells
Blood Transfusion | Antibody Investigation | EDTA | 12ml (x3 EDTA 4ml/ x2 EDTA 6ml) | NULL | Up to 5 working days | N/A | 1 week | Haemolysis, insufficient, lipaemic or icteric, cold agglutunins | Depending on complexity of antibody/antibodies present, processing may take longer. Refer to http://www.viapath.co.uk/test-alphabetical?location=114&department=140&laboratory=179&letter= for full test details.
Blood Transfusion | Anti-D/c Quantitation | EDTA/ clotted | 12ml | NULL | 5 working days | N/A | 2 weeks | Haemolysis, insufficient | Sample tested at NHSBT. Refer to http://www.viapath.co.uk/test-alphabetical?location=114&department=140&laboratory=179&letter= for full test details.
Blood Transfusion | Autoimmune Haemolytic Anaemia | EDTA/ clotted | 10ml EDTA or 7ml EDTA+ 10ml clotted | NULL | 1 Week | N/A | 3 days | Haemolysis,insufficient | Sample tested at NHSBT
Blood Transfusion | Autoimmune Neutropenia | clotted | 10ml | NULL | 2 Weeks | N/A | 2 days | Haemolysis,insufficient | DO NOT SEND ON FRIDAY- samples not tested over weekend and will not be valid for interpretitation
Blood Transfusion | Autoimmune thrombocytopenia | EDTA and clotted | 20ml EDTA and 10ml clotted | NULL | 1 Week | N/A | 3 days | Haemolysis,insufficient | Sample tested at NHSBT
Blood Transfusion | Cell free foetal DNA Test (CffDNA) | EDTA | 6ml | Maternal sample Gestation 6-25 weeks | 7 days | N/A | 7 days | Haemolysis,insufficient | Sample tested at NHSBT
Blood Transfusion | Compatibility Testing | EDTA/ clotted | 7ml | NULL | 1 Week | N/A | 1 week | Haemolysis, insufficient, lipaemic or icteric | Sample tested at NHSBT
Blood Transfusion | Direct Antiglobulin Test | EDTA | 1ml | NULL | 4 hours | N/A | 1 week | Haemolysis, insufficient | Refer to http://www.viapath.co.uk/test-alphabetical?location=114&department=140&laboratory=179&letter= for full test details.
Blood Transfusion | Drug related neutropenia | clotted | 10ml | Include sample of implictaed drug(s) | 2 Weeks | N/A | 3 days | Haemolysis,insufficient | DO NOT SEND ON FRIDAY- samples not tested over weekend and will not be valid for interpretitation
Blood Transfusion | Electronic Crossmatch | EDTA | >2ml | NULL | 90 mins | N/A | 1 week | Haemolysis, clotted, insufficient, lipaemic or icteric | If a new sample then blood issue will take about 90 mins from receipt of sample. If group is already processed blood can be made available within 30 minutes for urgent request. Alternatively Remote Isssue of Blood can be carried out from any of the Satelite fridges once patient eligibility criteria is met.i.e. 2 valid Group and Screen (GS) samples in lab, no antibodies detected, DAT is negative , No complex special requirements and GS has not been edited.
Blood Transfusion | Extended RBC phenotype | EDTA | 4ml | NULL | 1 Week | N/A | 2 weeks | Haemolysis, recent transfusion, insufficient, lipaemic or icteric | Sample tested at NHSBT
Blood Transfusion | Feltys syndrome | clotted | 10ml | NULL | 2 Weeks | N/A | 2 days | Haemolysis,insufficient | DO NOT SEND ON FRIDAY- samples not tested over weekend and will not be valid for interpretitation
Blood Transfusion | Fetal Typing for antibodies | Discuss with Laboratory prior to sampling | NULL | NULL | Discuss with Consultant | N/A | N/A | Haemolysis,insufficient | Sample tested at NHSBT
Blood Transfusion | Group and Screen | EDTA | 1 ml | NULL | 120 minutes | N/A | 1 week | Haemolysis, recent transfusion,clotted, insufficient, lipaemic or icteric | Trauma group and screen ONLY available to Code Red / Trauma calls. Emergency blood available within 10 minutes . Refer to http://www.viapath.co.uk/test-alphabetical?location=114&department=140&laboratory=179&letter= for full test details.
Blood Transfusion | Haemolytic disease of the Newborn | EDTA/ clotted- MATERNAL and 1ml EDTA CORD blood | 10ml EDTA- MATERAL and 1ml EDTA- CORD | NULL | 1 Week | N/A | 1 week | Haemolysis,insufficient | Sample tested at NHSBT
Blood Transfusion | Haemolytic transfusion reaction | EDTA/ clotted | 6ml EDTA and 6ml clotted | NULL | UP to 5 working days | N/A | N/A | Haemolysis,,insufficient | Sample tested at NHSBT. Refer to http://www.viapath.co.uk/test-alphabetical?location=114&department=140&laboratory=179&letter= for full test details.
Blood Transfusion | HLA antibody screening | clotted | 7-10ml | NULL | 3 Weeks- routine, 1 Day- urgent | N/A | 1 week | Haemolysis,insufficient | Sample tested at NHSBT
Blood Transfusion | HLA disease and association | EDTA | 7-10ml | NULL | 3 Weeks | N/A | 3 days | Haemolysis,insufficient | Sample tested at NHSBT
Blood Transfusion | IgA Deficiency | EDTA/ clotted | 7ml | NULL | 1 Week | N/A | 1 week | Haemolysis,insufficient | Sample tested at NHSBT
Blood Transfusion | Kleihauer (for presence of foetal RBC cells) | Whole blood K2/K3 EDTA | 1ml | NULL | 24-48 hrs | N/A | N/A | Haemolysis, insufficient | Screening for feto-maternal haemorrhage / trans-placental passage of fetal red cells into the maternal circulation after 20 week gestation. Also Following a sensitising event in pregnant women, it is possible for fetal red blood cells to pass into the maternal circulation. This is known as a fetomaternal haemorrhage (FMH). Refer to http://www.viapath.co.uk/test-alphabetical?location=114&department=140&laboratory=179&letter= for full test details.
Blood Transfusion | Neonatal/ Fetal alloimmune thrombocytopenia | EDTA and clotted | MATERNAL- 20ml EDTA and 10ml clotted. PATERNAL- 20ml EDTA. NEONATE/CORD- 1ml EDTA | NULL | Discuss with NHSBT Consultant | N/A | 4 days | Haemolysis,insufficient | DO NOT SEND ON FRIDAY- samples not tested over weekend and test will not be valid for interpretation
Blood Transfusion | Non-haemolytic transfusion reactions | clotted | 10ml | NULL | 2 Weeks | N/A | 2 days | Haemolysis,insufficient | NULL
Blood Transfusion | Other drug related thrombocytopenias | EDTA and clotted | 20ml EDTA and 10ml clotted | Include sample of implicated drug(s) | 1 Week- routine, 1 Day- urgent | N/A | N/A | Haemolysis,insufficient | Sample tested at NHSBT
Blood Transfusion | Paternal phenotyping | EDTA | 4ml | NULL | 1 Week | N/A | 1 week | Haemolysis, recent transfusion | Sample tested at NHSBT
Blood Transfusion | Peanut Lectin Test | EDTA | 1ml | Contact lab prior to testing | 1 Day | N/A | 1 day | Haemolysis, insufficient | Sample tested at NHSBT
Blood Transfusion | Platelet Refractoriness | EDTA and clotted | 7-10ml clotted, 7-10ml EDTA if HLA type unknown | NULL | 1 Week | N/A | 3 days | Haemolysis,insufficient | DO NOT SEND ON FRIDAY- samples not tested over weekend and will not be valid for interpretation
Blood Transfusion | Quantitation of FMH or other minor RBC population | EDTA | 4ml | NULL | 1 Week | N/A | 1 week | Haemolysis, insufficient | Sample tested at NHSBT
Blood Transfusion | RBC non Rh phenotype | EDTA | 1 mL | NULL | 1 week | N/A | 1 week | Haemolysis,insufficient | Specific antigen typing performed on site. Other typing referred to NHSBT.
Blood Transfusion | RBC Rh/K phenotype | EDTA | 6ml | NULL | 4 hours | N/A | 1 week | Haemolysis, recent transfusion | Rh/ K typing performed on site., Full RBC extended phenotype is performed at NHSBT and can take up to 5 working days.(See below) Refer to http://www.viapath.co.uk/test-alphabetical?location=114&department=140&laboratory=179&letter= for full test details.
Blood Transfusion | Red Cell Elution | EDTA | 4 mL | NULL | 6 hours | N/A | N/A | Haemolysis, clotted, insufficient, liapaemic or icteric | NULL
Blood Transfusion | Referred Alloantibody Investigation | EDTA | 12ml (x3 EDTA 4ml/ x2 EDTA 6ml) | NULL | 1 Week | N/A | 2 weeks | Haemolysis, insufficient | urgent samples for transfusion will have results phoned direct to laboratory on the same day as sample is receieved
Blood Transfusion | Screening for HNA, HLA and HPA antibodies | EDTA and clotted | 10-15ml EDTA and 10-15ml clotted | NULL | 3Weeks- routine, 1 Day- urgent | N/A | 1 week | Haemolysis,insufficient | DO NOT SEND ON FRIDAY- samples not tested over weekend and will not be valid for interpretitation
Blood Transfusion | Serological Crossmatch | EDTA | 6ml | pre-op samples to reach lab the day before operation | 24hrs | N/A | 1 week | Haemolysis,clotted, insufficient, lipaemic or icteric | Suitable antigen negative units may need to be ordered in from NHS Blood and TransplantS which may delay processing. Refer to http://www.viapath.co.uk/test-alphabetical?location=114&department=140&laboratory=179&letter= for full test details.
Blood Transfusion | Severe febrile non-haemolytic transfusion reaction | EDTA and clotted | 10-15ml EDTA and 10-15ml clotted | NULL | 1 Week | N/A | N/A | Haemolysis, insifficient | Sample tested at NHSBT
Blood Transfusion | Titration ( anti-A & anti-B) | EDTA | 6ml | NULL | 3 days | N/A | 3 days | Haemolysis,clotted, insufficient, lipaemic or icteric | Isohemaglutinin (anti-A/anti-B) titrations. The amount of isohemagglutinin activity in the serum of the progenitor cell transplant recipient is important information in cases of major ABO incompatible progenitor cell transplantation as it may impact on engraftment. Both IgM and IgG isohemagglutinins are titrated. Anti-A or Anti-B is titered based on the donor and recipient blood types.
Blood Transfusion | Transfusion associated graft versus host disease | Discuss with Laboratory prior to sampling | NULL | NULL | Discuss with Consultant | N/A | 3 days | Haemolysis,insufficient | Sample tested at NHSBT
Blood Transfusion | Transfusion Reaction | EDTA+ Clotted+ Blood Cultures if required | 4ml EDTA & 7ml Clotted | Return implicated blood unit with samples. Send cultures directly to Microbiology | 2 hours | N/A | 2 days | Haemolysis, insufficient | Cease Transfusions until investigation complete. Contact Blood Bank to obtain a transfusion reaction investigation form.
Blood Transfusion | Transfusion Related Acute Lung Injury | EDTA and clotted | 10-15ml clotted and 10-15ml EDTA | NULL | Discuss with Consultant | N/A | 3 days | Haemolysis,insufficient | Sample tested at NHSBT
Blood Transfusion | Transplantation: HLA typing of patients, family or donors | EDTA | 7-10ml | NULL | 3 Weeks | N/A | 2 weeks | Haemolysis,insufficient | DO NOT SEND ON FRIDAY- samples not tested over weekend and will not be valid for interpretitation

## Intro (hidden)
BLOOD SCIENCES TEST DICTIONARY 1.Use the "Search" tab 2. Enter your test into the search box 3. The nearest matches will appear in the table below the search box

## Search (hidden)
Search
| Test | Lab | Sample_type | Min_samp_vol | Requirements | Turnaround_time | Reference_range | Sample Stability Time | Interfering factors | Notes
1 |  | #N/A | #N/A | #N/A | #N/A | #N/A | #N/A | #N/A | #N/A | #N/A
2 |  | #N/A | #N/A |  | #N/A | #N/A | #N/A | #N/A | #N/A | #N/A
3 |  | #N/A | #N/A | #N/A | #N/A | #N/A | #N/A | #N/A | #N/A | #N/A
4 |  | #N/A | #N/A | #N/A | #N/A | #N/A | #N/A | #N/A | #N/A | #N/A
5 |  | #N/A | #N/A | #N/A | #N/A | #N/A | #N/A | #N/A | #N/A | #N/A
6 |  | #N/A | #N/A | #N/A | #N/A | #N/A | #N/A | #N/A | #N/A | #N/A
7 |  | #N/A | #N/A | #N/A | #N/A | #N/A | #N/A | #N/A | #N/A | #N/A
8 |  | #N/A | #N/A | #N/A | #N/A | #N/A | #N/A | #N/A | #N/A | #N/A
9 |  | #N/A | #N/A | #N/A | #N/A | #N/A | #N/A | #N/A | #N/A | #N/A
10 |  | #N/A | #N/A | #N/A | #N/A | #N/A | #N/A | #N/A | #N/A | #N/A
11 |  | #N/A | #N/A | #N/A | #N/A | #N/A | #N/A | #N/A | #N/A | #N/A
12 |  | #N/A | #N/A | #N/A | #N/A | #N/A | #N/A | #N/A | #N/A | #N/A
13 |  | #N/A | #N/A | #N/A | #N/A | #N/A | #N/A | #N/A | #N/A | #N/A
14 |  | #N/A | #N/A | #N/A | #N/A | #N/A | #N/A | #N/A | #N/A | #N/A
15 |  | #N/A | #N/A | #N/A | #N/A | #N/A | #N/A | #N/A | #N/A | #N/A
16 |  | #N/A | #N/A | #N/A | #N/A | #N/A | #N/A | #N/A | #N/A | #N/A
17 |  | #N/A | #N/A | #N/A | #N/A | #N/A | #N/A | #N/A | #N/A | #N/A
18 |  | #N/A | #N/A | #N/A | #N/A | #N/A | #N/A | #N/A | #N/A | #N/A
19 |  | #N/A | #N/A | #N/A | #N/A | #N/A | #N/A | #N/A | #N/A | #N/A
20 |  | #N/A | #N/A | #N/A | #N/A | #N/A | #N/A | #N/A | #N/A | #N/A
21 |  | #N/A | #N/A | #N/A | #N/A | #N/A | #N/A | #N/A | #N/A | #N/A
22 |  | #N/A | #N/A | #N/A | #N/A | #N/A | #N/A | #N/A | #N/A | #N/A
23 |  | #N/A | #N/A | #N/A | #N/A | #N/A | #N/A | #N/A | #N/A | #N/A
24 |  | #N/A | #N/A | #N/A | #N/A | #N/A | #N/A | #N/A | #N/A | #N/A
25 |  | #N/A | #N/A | #N/A | #N/A | #N/A | #N/A | #N/A | #N/A | #N/A
26 |  | #N/A | #N/A | #N/A | #N/A | #N/A | #N/A | #N/A | #N/A | #N/A
27 |  | #N/A | #N/A | #N/A | #N/A | #N/A | #N/A | #N/A | #N/A | #N/A
28 |  | #N/A | #N/A | #N/A | #N/A | #N/A | #N/A | #N/A | #N/A | #N/A
29 |  | #N/A | #N/A | #N/A | #N/A | #N/A | #N/A | #N/A | #N/A | #N/A
30 |  | #N/A | #N/A | #N/A | #N/A | #N/A | #N/A | #N/A | #N/A | #N/A
31 |  | #N/A | #N/A | #N/A | #N/A | #N/A | #N/A | #N/A | #N/A | #N/A
32 |  | #N/A | #N/A | #N/A | #N/A | #N/A | #N/A | #N/A | #N/A | #N/A
33 |  | #N/A | #N/A | #N/A | #N/A | #N/A | #N/A | #N/A | #N/A | #N/A
34 |  | #N/A | #N/A | #N/A | #N/A | #N/A | #N/A | #N/A | #N/A | #N/A
35 |  | #N/A | #N/A | #N/A | #N/A | #N/A | #N/A | #N/A | #N/A | #N/A
36 |  | #N/A | #N/A | #N/A | #N/A | #N/A | #N/A | #N/A | #N/A | #N/A
37 |  | #N/A | #N/A | #N/A | #N/A | #N/A | #N/A | #N/A | #N/A | #N/A
38 |  | #N/A | #N/A | #N/A | #N/A | #N/A | #N/A | #N/A | #N/A | #N/A
39 |  | #N/A | #N/A | #N/A | #N/A | #N/A | #N/A | #N/A | #N/A | #N/A
40 |  | #N/A | #N/A | #N/A | #N/A | #N/A | #N/A | #N/A | #N/A | #N/A
41 |  | #N/A | #N/A | #N/A | #N/A | #N/A | #N/A | #N/A | #N/A | #N/A
42 |  | #N/A | #N/A | #N/A | #N/A | #N/A | #N/A | #N/A | #N/A | #N/A
43 |  | #N/A | #N/A | #N/A | #N/A | #N/A | #N/A | #N/A | #N/A | #N/A
44 |  | #N/A | #N/A | #N/A | #N/A | #N/A | #N/A | #N/A | #N/A | #N/A
45 |  | #N/A | #N/A | #N/A | #N/A | #N/A | #N/A | #N/A | #N/A | #N/A
46 |  | #N/A | #N/A | #N/A | #N/A | #N/A | #N/A | #N/A | #N/A | #N/A
47 |  | #N/A | #N/A | #N/A | #N/A | #N/A | #N/A | #N/A | #N/A | #N/A
48 |  | #N/A | #N/A | #N/A | #N/A | #N/A | #N/A | #N/A | #N/A | #N/A
49 |  | #N/A | #N/A | #N/A | #N/A | #N/A | #N/A | #N/A | #N/A | #N/A
50 |  | #N/A | #N/A | #N/A | #N/A | #N/A | #N/A | #N/A | #N/A | #N/A
51 |  | #N/A | #N/A | #N/A | #N/A | #N/A | #N/A | #N/A | #N/A | #N/A
52 |  | #N/A | #N/A | #N/A | #N/A | #N/A | #N/A | #N/A | #N/A | #N/A
53 |  | #N/A | #N/A | #N/A | #N/A | #N/A | #N/A | #N/A | #N/A | #N/A
54 |  | #N/A | #N/A | #N/A | #N/A | #N/A | #N/A | #N/A | #N/A | #N/A
55 |  | #N/A | #N/A | #N/A | #N/A | #N/A | #N/A | #N/A | #N/A | #N/A
56 |  | #N/A | #N/A | #N/A | #N/A | #N/A | #N/A | #N/A | #N/A | #N/A
57 |  | #N/A | #N/A | #N/A | #N/A | #N/A | #N/A | #N/A | #N/A | #N/A
58 |  | #N/A | #N/A | #N/A | #N/A | #N/A | #N/A | #N/A | #N/A | #N/A
59 |  | #N/A | #N/A | #N/A | #N/A | #N/A | #N/A | #N/A | #N/A | #N/A
60 |  | #N/A | #N/A | #N/A | #N/A | #N/A | #N/A | #N/A | #N/A | #N/A
61 |  | #N/A | #N/A | #N/A | #N/A | #N/A | #N/A | #N/A | #N/A | #N/A
62 |  | #N/A | #N/A | #N/A | #N/A | #N/A | #N/A | #N/A | #N/A | #N/A
63 |  | #N/A | #N/A | #N/A | #N/A | #N/A | #N/A | #N/A | #N/A | #N/A
64 |  | #N/A | #N/A | #N/A | #N/A | #N/A | #N/A | #N/A | #N/A | #N/A
65 |  | #N/A | #N/A | #N/A | #N/A | #N/A | #N/A | #N/A | #N/A | #N/A
66 |  | #N/A | #N/A | #N/A | #N/A | #N/A | #N/A | #N/A | #N/A | #N/A
67 |  | #N/A | #N/A | #N/A | #N/A | #N/A | #N/A | #N/A | #N/A | #N/A
68 |  | #N/A | #N/A | #N/A | #N/A | #N/A | #N/A | #N/A | #N/A | #N/A
69 |  | #N/A | #N/A | #N/A | #N/A | #N/A | #N/A | #N/A | #N/A | #N/A
70 |  | #N/A | #N/A | #N/A | #N/A | #N/A | #N/A | #N/A | #N/A | #N/A
71 |  | #N/A | #N/A | #N/A | #N/A | #N/A | #N/A | #N/A | #N/A | #N/A
72 |  | #N/A | #N/A | #N/A | #N/A | #N/A | #N/A | #N/A | #N/A | #N/A
73 |  | #N/A | #N/A | #N/A | #N/A | #N/A | #N/A | #N/A | #N/A | #N/A
74 |  | #N/A | #N/A | #N/A | #N/A | #N/A | #N/A | #N/A | #N/A | #N/A
75 |  | #N/A | #N/A | #N/A | #N/A | #N/A | #N/A | #N/A | #N/A | #N/A
76 |  | #N/A | #N/A | #N/A | #N/A | #N/A | #N/A | #N/A | #N/A | #N/A
77 |  | #N/A | #N/A | #N/A | #N/A | #N/A | #N/A | #N/A | #N/A | #N/A
78 |  | #N/A | #N/A | #N/A | #N/A | #N/A | #N/A | #N/A | #N/A | #N/A
79 |  | #N/A | #N/A | #N/A | #N/A | #N/A | #N/A | #N/A | #N/A | #N/A
80 |  | #N/A | #N/A | #N/A | #N/A | #N/A | #N/A | #N/A | #N/A | #N/A
81 |  | #N/A | #N/A | #N/A | #N/A | #N/A | #N/A | #N/A | #N/A | #N/A
82 |  | #N/A | #N/A | #N/A | #N/A | #N/A | #N/A | #N/A | #N/A | #N/A
83 |  | #N/A | #N/A | #N/A | #N/A | #N/A | #N/A | #N/A | #N/A | #N/A
84 |  | #N/A | #N/A | #N/A | #N/A | #N/A | #N/A | #N/A | #N/A | #N/A
85 |  | #N/A | #N/A | #N/A | #N/A | #N/A | #N/A | #N/A | #N/A | #N/A
86 |  | #N/A | #N/A | #N/A | #N/A | #N/A | #N/A | #N/A | #N/A | #N/A
87 |  | #N/A | #N/A | #N/A | #N/A | #N/A | #N/A | #N/A | #N/A | #N/A
88 |  | #N/A | #N/A | #N/A | #N/A | #N/A | #N/A | #N/A | #N/A | #N/A
89 |  | #N/A | #N/A | #N/A | #N/A | #N/A | #N/A | #N/A | #N/A | #N/A
90 |  | #N/A | #N/A | #N/A | #N/A | #N/A | #N/A | #N/A | #N/A | #N/A
91 |  | #N/A | #N/A | #N/A | #N/A | #N/A | #N/A | #N/A | #N/A | #N/A
92 |  | #N/A | #N/A | #N/A | #N/A | #N/A | #N/A | #N/A | #N/A | #N/A
93 |  | #N/A | #N/A | #N/A | #N/A | #N/A | #N/A | #N/A | #N/A | #N/A
94 |  | #N/A | #N/A | #N/A | #N/A | #N/A | #N/A | #N/A | #N/A | #N/A
95 |  | #N/A | #N/A | #N/A | #N/A | #N/A | #N/A | #N/A | #N/A | #N/A
96 |  | #N/A | #N/A | #N/A | #N/A | #N/A | #N/A | #N/A | #N/A | #N/A
97 |  | #N/A | #N/A | #N/A | #N/A | #N/A | #N/A | #N/A | #N/A | #N/A
98 |  | #N/A | #N/A | #N/A | #N/A | #N/A | #N/A | #N/A | #N/A | #N/A
99 |  | #N/A | #N/A | #N/A | #N/A | #N/A | #N/A | #N/A | #N/A | #N/A
100 |  | #N/A | #N/A | #N/A | #N/A | #N/A | #N/A | #N/A | #N/A | #N/A
101 |  | #N/A | #N/A | #N/A | #N/A | #N/A | #N/A | #N/A | #N/A | #N/A
102 |  | #N/A | #N/A | #N/A | #N/A | #N/A | #N/A | #N/A | #N/A | #N/A
103 |  | #N/A | #N/A | #N/A | #N/A | #N/A | #N/A | #N/A | #N/A | #N/A
104 |  | #N/A | #N/A | #N/A | #N/A | #N/A | #N/A | #N/A | #N/A | #N/A
105 |  | #N/A | #N/A | #N/A | #N/A | #N/A | #N/A | #N/A | #N/A | #N/A
106 |  | #N/A | #N/A | #N/A | #N/A | #N/A | #N/A | #N/A | #N/A | #N/A
107 |  | #N/A | #N/A | #N/A | #N/A | #N/A | #N/A | #N/A | #N/A | #N/A
108 |  | #N/A | #N/A | #N/A | #N/A | #N/A | #N/A | #N/A | #N/A | #N/A
109 |  | #N/A | #N/A | #N/A | #N/A | #N/A | #N/A | #N/A | #N/A | #N/A
110 |  | #N/A | #N/A | #N/A | #N/A | #N/A | #N/A | #N/A | #N/A | #N/A
111 |  | #N/A | #N/A | #N/A | #N/A | #N/A | #N/A | #N/A | #N/A | #N/A
112 |  | #N/A | #N/A | #N/A | #N/A | #N/A | #N/A | #N/A | #N/A | #N/A
113 |  | #N/A | #N/A | #N/A | #N/A | #N/A | #N/A | #N/A | #N/A | #N/A
114 |  | #N/A | #N/A | #N/A | #N/A | #N/A | #N/A | #N/A | #N/A | #N/A
115 |  | #N/A | #N/A | #N/A | #N/A | #N/A | #N/A | #N/A | #N/A | #N/A
116 |  | #N/A | #N/A | #N/A | #N/A | #N/A | #N/A | #N/A | #N/A | #N/A
117 |  | #N/A | #N/A | #N/A | #N/A | #N/A | #N/A | #N/A | #N/A | #N/A
118 |  | #N/A | #N/A | #N/A | #N/A | #N/A | #N/A | #N/A | #N/A | #N/A
119 |  | #N/A | #N/A | #N/A | #N/A | #N/A | #N/A | #N/A | #N/A | #N/A
120 |  | #N/A | #N/A | #N/A | #N/A | #N/A | #N/A | #N/A | #N/A | #N/A
121 |  | #N/A | #N/A | #N/A | #N/A | #N/A | #N/A | #N/A | #N/A | #N/A
122 |  | #N/A | #N/A | #N/A | #N/A | #N/A | #N/A | #N/A | #N/A | #N/A
123 |  | #N/A | #N/A | #N/A | #N/A | #N/A | #N/A | #N/A | #N/A | #N/A
124 |  | #N/A | #N/A | #N/A | #N/A | #N/A | #N/A | #N/A | #N/A | #N/A
125 |  | #N/A | #N/A | #N/A | #N/A | #N/A | #N/A | #N/A | #N/A | #N/A
126 |  | #N/A | #N/A | #N/A | #N/A | #N/A | #N/A | #N/A | #N/A | #N/A
127 |  | #N/A | #N/A | #N/A | #N/A | #N/A | #N/A | #N/A | #N/A | #N/A
128 |  | #N/A | #N/A | #N/A | #N/A | #N/A | #N/A | #N/A | #N/A | #N/A
129 |  | #N/A | #N/A | #N/A | #N/A | #N/A | #N/A | #N/A | #N/A | #N/A
130 |  | #N/A | #N/A | #N/A | #N/A | #N/A | #N/A | #N/A | #N/A | #N/A
131 |  | #N/A | #N/A | #N/A | #N/A | #N/A | #N/A | #N/A | #N/A | #N/A
132 |  | #N/A | #N/A | #N/A | #N/A | #N/A | #N/A | #N/A | #N/A | #N/A
133 |  | #N/A | #N/A | #N/A | #N/A | #N/A | #N/A | #N/A | #N/A | #N/A
134 |  | #N/A | #N/A | #N/A | #N/A | #N/A | #N/A | #N/A | #N/A | #N/A
135 |  | #N/A | #N/A | #N/A | #N/A | #N/A | #N/A | #N/A | #N/A | #N/A
136 |  | #N/A | #N/A | #N/A | #N/A | #N/A | #N/A | #N/A | #N/A | #N/A
137 |  | #N/A | #N/A | #N/A | #N/A | #N/A | #N/A | #N/A | #N/A | #N/A
138 |  | #N/A | #N/A | #N/A | #N/A | #N/A | #N/A | #N/A | #N/A | #N/A
139 |  | #N/A | #N/A | #N/A | #N/A | #N/A | #N/A | #N/A | #N/A | #N/A
140 |  | #N/A | #N/A | #N/A | #N/A | #N/A | #N/A | #N/A | #N/A | #N/A
141 |  | #N/A | #N/A | #N/A | #N/A | #N/A | #N/A | #N/A | #N/A | #N/A
142 |  | #N/A | #N/A | #N/A | #N/A | #N/A | #N/A | #N/A | #N/A | #N/A
143 |  | #N/A | #N/A | #N/A | #N/A | #N/A | #N/A | #N/A | #N/A | #N/A
144 |  | #N/A | #N/A | #N/A | #N/A | #N/A | #N/A | #N/A | #N/A | #N/A
145 |  | #N/A | #N/A | #N/A | #N/A | #N/A | #N/A | #N/A | #N/A | #N/A
146 |  | #N/A | #N/A | #N/A | #N/A | #N/A | #N/A | #N/A | #N/A | #N/A
147 |  | #N/A | #N/A | #N/A | #N/A | #N/A | #N/A | #N/A | #N/A | #N/A
148 |  | #N/A | #N/A | #N/A | #N/A | #N/A | #N/A | #N/A | #N/A | #N/A
149 |  | #N/A | #N/A | #N/A | #N/A | #N/A | #N/A | #N/A | #N/A | #N/A
150 |  | #N/A | #N/A | #N/A | #N/A | #N/A | #N/A | #N/A | #N/A | #N/A
151 |  | #N/A | #N/A | #N/A | #N/A | #N/A | #N/A | #N/A | #N/A | #N/A
152 |  | #N/A | #N/A | #N/A | #N/A | #N/A | #N/A | #N/A | #N/A | #N/A
153 |  | #N/A | #N/A | #N/A | #N/A | #N/A | #N/A | #N/A | #N/A | #N/A
154 |  | #N/A | #N/A | #N/A | #N/A | #N/A | #N/A | #N/A | #N/A | #N/A
155 |  | #N/A | #N/A | #N/A | #N/A | #N/A | #N/A | #N/A | #N/A | #N/A
156 |  | #N/A | #N/A | #N/A | #N/A | #N/A | #N/A | #N/A | #N/A | #N/A
157 |  | #N/A | #N/A | #N/A | #N/A | #N/A | #N/A | #N/A | #N/A | #N/A
158 |  | #N/A | #N/A | #N/A | #N/A | #N/A | #N/A | #N/A | #N/A | #N/A
159 |  | #N/A | #N/A | #N/A | #N/A | #N/A | #N/A | #N/A | #N/A | #N/A
160 |  | #N/A | #N/A | #N/A | #N/A | #N/A | #N/A | #N/A | #N/A | #N/A
161 |  | #N/A | #N/A | #N/A | #N/A | #N/A | #N/A | #N/A | #N/A | #N/A
162 |  | #N/A | #N/A | #N/A | #N/A | #N/A | #N/A | #N/A | #N/A | #N/A
163 |  | #N/A | #N/A | #N/A | #N/A | #N/A | #N/A | #N/A | #N/A | #N/A
164 |  | #N/A | #N/A | #N/A | #N/A | #N/A | #N/A | #N/A | #N/A | #N/A
165 |  | #N/A | #N/A | #N/A | #N/A | #N/A | #N/A | #N/A | #N/A | #N/A
166 |  | #N/A | #N/A | #N/A | #N/A | #N/A | #N/A | #N/A | #N/A | #N/A
167 |  | #N/A | #N/A | #N/A | #N/A | #N/A | #N/A | #N/A | #N/A | #N/A
168 |  | #N/A | #N/A | #N/A | #N/A | #N/A | #N/A | #N/A | #N/A | #N/A
169 |  | #N/A | #N/A | #N/A | #N/A | #N/A | #N/A | #N/A | #N/A | #N/A
170 |  | #N/A | #N/A | #N/A | #N/A | #N/A | #N/A | #N/A | #N/A | #N/A
171 |  | #N/A | #N/A | #N/A | #N/A | #N/A | #N/A | #N/A | #N/A | #N/A
172 |  | #N/A | #N/A | #N/A | #N/A | #N/A | #N/A | #N/A | #N/A | #N/A
173 |  | #N/A | #N/A | #N/A | #N/A | #N/A | #N/A | #N/A | #N/A | #N/A
174 |  | #N/A | #N/A | #N/A | #N/A | #N/A | #N/A | #N/A | #N/A | #N/A
175 |  | #N/A | #N/A | #N/A | #N/A | #N/A | #N/A | #N/A | #N/A | #N/A
176 |  | #N/A | #N/A | #N/A | #N/A | #N/A | #N/A | #N/A | #N/A | #N/A
177 |  | #N/A | #N/A | #N/A | #N/A | #N/A | #N/A | #N/A | #N/A | #N/A
178 |  | #N/A | #N/A | #N/A | #N/A | #N/A | #N/A | #N/A | #N/A | #N/A
179 |  | #N/A | #N/A | #N/A | #N/A | #N/A | #N/A | #N/A | #N/A | #N/A
180 |  | #N/A | #N/A | #N/A | #N/A | #N/A | #N/A | #N/A | #N/A | #N/A
181 |  | #N/A | #N/A | #N/A | #N/A | #N/A | #N/A | #N/A | #N/A | #N/A
182 |  | #N/A | #N/A | #N/A | #N/A | #N/A | #N/A | #N/A | #N/A | #N/A
183 |  | #N/A | #N/A | #N/A | #N/A | #N/A | #N/A | #N/A | #N/A | #N/A
184 |  | #N/A | #N/A | #N/A | #N/A | #N/A | #N/A | #N/A | #N/A | #N/A
185 |  | #N/A | #N/A | #N/A | #N/A | #N/A | #N/A | #N/A | #N/A | #N/A
186 |  | #N/A | #N/A | #N/A | #N/A | #N/A | #N/A | #N/A | #N/A | #N/A
187 |  | #N/A | #N/A | #N/A | #N/A | #N/A | #N/A | #N/A | #N/A | #N/A
188 |  | #N/A | #N/A | #N/A | #N/A | #N/A | #N/A | #N/A | #N/A | #N/A
189 |  | #N/A | #N/A | #N/A | #N/A | #N/A | #N/A | #N/A | #N/A | #N/A
190 |  | #N/A | #N/A | #N/A | #N/A | #N/A | #N/A | #N/A | #N/A | #N/A
191 |  | #N/A | #N/A | #N/A | #N/A | #N/A | #N/A | #N/A | #N/A | #N/A
192 |  | #N/A | #N/A | #N/A | #N/A | #N/A | #N/A | #N/A | #N/A | #N/A
193 |  | #N/A | #N/A | #N/A | #N/A | #N/A | #N/A | #N/A | #N/A | #N/A
194 |  | #N/A | #N/A | #N/A | #N/A | #N/A | #N/A | #N/A | #N/A | #N/A
195 |  | #N/A | #N/A | #N/A | #N/A | #N/A | #N/A | #N/A | #N/A | #N/A
196 |  | #N/A | #N/A | #N/A | #N/A | #N/A | #N/A | #N/A | #N/A | #N/A
197 |  | #N/A | #N/A | #N/A | #N/A | #N/A | #N/A | #N/A | #N/A | #N/A
198 |  | #N/A | #N/A | #N/A | #N/A | #N/A | #N/A | #N/A | #N/A | #N/A
199 |  | #N/A | #N/A | #N/A | #N/A | #N/A | #N/A | #N/A | #N/A | #N/A
200 |  | #N/A | #N/A | #N/A | #N/A | #N/A | #N/A | #N/A | #N/A | #N/A
201 |  | #N/A | #N/A | #N/A | #N/A | #N/A | #N/A | #N/A | #N/A | #N/A
202 |  | #N/A | #N/A | #N/A | #N/A | #N/A | #N/A | #N/A | #N/A | #N/A
203 |  | #N/A | #N/A | #N/A | #N/A | #N/A | #N/A | #N/A | #N/A | #N/A
204 |  | #N/A | #N/A | #N/A | #N/A | #N/A | #N/A | #N/A | #N/A | #N/A
205 |  | #N/A | #N/A | #N/A | #N/A | #N/A | #N/A | #N/A | #N/A | #N/A
206 |  | #N/A | #N/A | #N/A | #N/A | #N/A | #N/A | #N/A | #N/A | #N/A
207 |  | #N/A | #N/A | #N/A | #N/A | #N/A | #N/A | #N/A | #N/A | #N/A
208 |  | #N/A | #N/A | #N/A | #N/A | #N/A | #N/A | #N/A | #N/A | #N/A
209 |  | #N/A | #N/A | #N/A | #N/A | #N/A | #N/A | #N/A | #N/A | #N/A
210 |  | #N/A | #N/A | #N/A | #N/A | #N/A | #N/A | #N/A | #N/A | #N/A
211 |  | #N/A | #N/A | #N/A | #N/A | #N/A | #N/A | #N/A | #N/A | #N/A
212 |  | #N/A | #N/A | #N/A | #N/A | #N/A | #N/A | #N/A | #N/A | #N/A
213 |  | #N/A | #N/A | #N/A | #N/A | #N/A | #N/A | #N/A | #N/A | #N/A
214 |  | #N/A | #N/A | #N/A | #N/A | #N/A | #N/A | #N/A | #N/A | #N/A
215 |  | #N/A | #N/A | #N/A | #N/A | #N/A | #N/A | #N/A | #N/A | #N/A
216 |  | #N/A | #N/A | #N/A | #N/A | #N/A | #N/A | #N/A | #N/A | #N/A
217 |  | #N/A | #N/A | #N/A | #N/A | #N/A | #N/A | #N/A | #N/A | #N/A
218 |  | #N/A | #N/A | #N/A | #N/A | #N/A | #N/A | #N/A | #N/A | #N/A
219 |  | #N/A | #N/A | #N/A | #N/A | #N/A | #N/A | #N/A | #N/A | #N/A
220 |  | #N/A | #N/A | #N/A | #N/A | #N/A | #N/A | #N/A | #N/A | #N/A
221 |  | #N/A | #N/A | #N/A | #N/A | #N/A | #N/A | #N/A | #N/A | #N/A
222 |  | #N/A | #N/A | #N/A | #N/A | #N/A | #N/A | #N/A | #N/A | #N/A
223 |  | #N/A | #N/A | #N/A | #N/A | #N/A | #N/A | #N/A | #N/A | #N/A
224 |  | #N/A | #N/A | #N/A | #N/A | #N/A | #N/A | #N/A | #N/A | #N/A
225 |  | #N/A | #N/A | #N/A | #N/A | #N/A | #N/A | #N/A | #N/A | #N/A
226 |  | #N/A | #N/A | #N/A | #N/A | #N/A | #N/A | #N/A | #N/A | #N/A
227 |  | #N/A | #N/A | #N/A | #N/A | #N/A | #N/A | #N/A | #N/A | #N/A
228 |  | #N/A | #N/A | #N/A | #N/A | #N/A | #N/A | #N/A | #N/A | #N/A
229 |  | #N/A | #N/A | #N/A | #N/A | #N/A | #N/A | #N/A | #N/A | #N/A
230 |  | #N/A | #N/A | #N/A | #N/A | #N/A | #N/A | #N/A | #N/A | #N/A
231 |  | #N/A | #N/A | #N/A | #N/A | #N/A | #N/A | #N/A | #N/A | #N/A
232 |  | #N/A | #N/A | #N/A | #N/A | #N/A | #N/A | #N/A | #N/A | #N/A
233 |  | #N/A | #N/A | #N/A | #N/A | #N/A | #N/A | #N/A | #N/A | #N/A
234 |  | #N/A | #N/A | #N/A | #N/A | #N/A | #N/A | #N/A | #N/A | #N/A
235 |  | #N/A | #N/A | #N/A | #N/A | #N/A | #N/A | #N/A | #N/A | #N/A
236 |  | #N/A | #N/A | #N/A | #N/A | #N/A | #N/A | #N/A | #N/A | #N/A
237 |  | #N/A | #N/A | #N/A | #N/A | #N/A | #N/A | #N/A | #N/A | #N/A
238 |  | #N/A | #N/A | #N/A | #N/A | #N/A | #N/A | #N/A | #N/A | #N/A
239 |  | #N/A | #N/A | #N/A | #N/A | #N/A | #N/A | #N/A | #N/A | #N/A
240 |  | #N/A | #N/A | #N/A | #N/A | #N/A | #N/A | #N/A | #N/A | #N/A
241 |  | #N/A | #N/A | #N/A | #N/A | #N/A | #N/A | #N/A | #N/A | #N/A
242 |  | #N/A | #N/A | #N/A | #N/A | #N/A | #N/A | #N/A | #N/A | #N/A
243 |  | #N/A | #N/A | #N/A | #N/A | #N/A | #N/A | #N/A | #N/A | #N/A
244 |  | #N/A | #N/A | #N/A | #N/A | #N/A | #N/A | #N/A | #N/A | #N/A
245 |  | #N/A | #N/A | #N/A | #N/A | #N/A | #N/A | #N/A | #N/A | #N/A
246 |  | #N/A | #N/A | #N/A | #N/A | #N/A | #N/A | #N/A | #N/A | #N/A
247 |  | #N/A | #N/A | #N/A | #N/A | #N/A | #N/A | #N/A | #N/A | #N/A
248 |  | #N/A | #N/A | #N/A | #N/A | #N/A | #N/A | #N/A | #N/A | #N/A
249 |  | #N/A | #N/A | #N/A | #N/A | #N/A | #N/A | #N/A | #N/A | #N/A
250 |  | #N/A | #N/A | #N/A | #N/A | #N/A | #N/A | #N/A | #N/A | #N/A
251 |  | #N/A | #N/A | #N/A | #N/A | #N/A | #N/A | #N/A | #N/A | #N/A
252 |  | #N/A | #N/A | #N/A | #N/A | #N/A | #N/A | #N/A | #N/A | #N/A
253 |  | #N/A | #N/A | #N/A | #N/A | #N/A | #N/A | #N/A | #N/A | #N/A
254 |  | #N/A | #N/A | #N/A | #N/A | #N/A | #N/A | #N/A | #N/A | #N/A
255 |  | #N/A | #N/A | #N/A | #N/A | #N/A | #N/A | #N/A | #N/A | #N/A
256 |  | #N/A | #N/A | #N/A | #N/A | #N/A | #N/A | #N/A | #N/A | #N/A
257 |  | #N/A | #N/A | #N/A | #N/A | #N/A | #N/A | #N/A | #N/A | #N/A
258 |  | #N/A | #N/A | #N/A | #N/A | #N/A | #N/A | #N/A | #N/A | #N/A
259 |  | #N/A | #N/A | #N/A | #N/A | #N/A | #N/A | #N/A | #N/A | #N/A
260 |  | #N/A | #N/A | #N/A | #N/A | #N/A | #N/A | #N/A | #N/A | #N/A
261 |  | #N/A | #N/A | #N/A | #N/A | #N/A | #N/A | #N/A | #N/A | #N/A
262 |  | #N/A | #N/A | #N/A | #N/A | #N/A | #N/A | #N/A | #N/A | #N/A
263 |  | #N/A | #N/A | #N/A | #N/A | #N/A | #N/A | #N/A | #N/A | #N/A
264 |  | #N/A | #N/A | #N/A | #N/A | #N/A | #N/A | #N/A | #N/A | #N/A
265 |  | #N/A | #N/A | #N/A | #N/A | #N/A | #N/A | #N/A | #N/A | #N/A
266 |  | #N/A | #N/A | #N/A | #N/A | #N/A | #N/A | #N/A | #N/A | #N/A
267 |  | #N/A | #N/A | #N/A | #N/A | #N/A | #N/A | #N/A | #N/A | #N/A
268 |  | #N/A | #N/A | #N/A | #N/A | #N/A | #N/A | #N/A | #N/A | #N/A
269 |  | #N/A | #N/A | #N/A | #N/A | #N/A | #N/A | #N/A | #N/A | #N/A
270 |  | #N/A | #N/A | #N/A | #N/A | #N/A | #N/A | #N/A | #N/A | #N/A
271 |  | #N/A | #N/A | #N/A | #N/A | #N/A | #N/A | #N/A | #N/A | #N/A
272 |  | #N/A | #N/A | #N/A | #N/A | #N/A | #N/A | #N/A | #N/A | #N/A
273 |  | #N/A | #N/A | #N/A | #N/A | #N/A | #N/A | #N/A | #N/A | #N/A
274 |  | #N/A | #N/A | #N/A | #N/A | #N/A | #N/A | #N/A | #N/A | #N/A
275 |  | #N/A | #N/A | #N/A | #N/A | #N/A | #N/A | #N/A | #N/A | #N/A
276 |  | #N/A | #N/A | #N/A | #N/A | #N/A | #N/A | #N/A | #N/A | #N/A
277 |  | #N/A | #N/A | #N/A | #N/A | #N/A | #N/A | #N/A | #N/A | #N/A
278 |  | #N/A | #N/A | #N/A | #N/A | #N/A | #N/A | #N/A | #N/A | #N/A
279 |  | #N/A | #N/A | #N/A | #N/A | #N/A | #N/A | #N/A | #N/A | #N/A
280 |  | #N/A | #N/A | #N/A | #N/A | #N/A | #N/A | #N/A | #N/A | #N/A
281 |  | #N/A | #N/A | #N/A | #N/A | #N/A | #N/A | #N/A | #N/A | #N/A
282 |  | #N/A | #N/A | #N/A | #N/A | #N/A | #N/A | #N/A | #N/A | #N/A
283 |  | #N/A | #N/A | #N/A | #N/A | #N/A | #N/A | #N/A | #N/A | #N/A
284 |  | #N/A | #N/A | #N/A | #N/A | #N/A | #N/A | #N/A | #N/A | #N/A
285 |  | #N/A | #N/A | #N/A | #N/A | #N/A | #N/A | #N/A | #N/A | #N/A
286 |  | #N/A | #N/A | #N/A | #N/A | #N/A | #N/A | #N/A | #N/A | #N/A
287 |  | #N/A | #N/A | #N/A | #N/A | #N/A | #N/A | #N/A | #N/A | #N/A
288 |  | #N/A | #N/A | #N/A | #N/A | #N/A | #N/A | #N/A | #N/A | #N/A
289 |  | #N/A | #N/A | #N/A | #N/A | #N/A | #N/A | #N/A | #N/A | #N/A
290 |  | #N/A | #N/A | #N/A | #N/A | #N/A | #N/A | #N/A | #N/A | #N/A
291 |  | #N/A | #N/A | #N/A | #N/A | #N/A | #N/A | #N/A | #N/A | #N/A
292 |  | #N/A | #N/A | #N/A | #N/A | #N/A | #N/A | #N/A | #N/A | #N/A
293 |  | #N/A | #N/A | #N/A | #N/A | #N/A | #N/A | #N/A | #N/A | #N/A
294 |  | #N/A | #N/A | #N/A | #N/A | #N/A | #N/A | #N/A | #N/A | #N/A
295 |  | #N/A | #N/A | #N/A | #N/A | #N/A | #N/A | #N/A | #N/A | #N/A

## Combined Table (hidden)
Test | Lab | Sample_type | Min_samp_vol | Requirements | Turnaround_time | Reference_range | Sample Stability Time | Interfering factors | Notes
KML | BSL Haem | 4ml Whole Blood K3 EDTA | 1mL | NULL | 48 hours | N/A | N/A |  | Available to Harris Birthright Unit only
FBC | BSL Haem | 4ml Whole Blood K3 EDTA | 1 ml | NULL | 1 Hr ED, 4 Hrs Inpatient, Outpatients and GPs within 6 hours | Refer to EPIC results/ ranges on report for age & sex-specific ranges | 24 HOURS |  | Any patient suspected to have cold agglutinins must have their sample kept at 37oC and brought to the laboratory (Blood Sciences Laboratory- Analytical Haematology)immediately - phone lab ext 2426 for advice
RETICULOCYTE | BSL Haem | 4ml Whole Blood K3 EDTA | 1 ml | NULL | 1 Hr ED, 4 Hrs Inpatient, Outpatients and GPs within 6 hours | 50 - 100 x 109/l (0.5 - 2.5%) | 24 HOURS |  | Test not informative immediately following red cell transfusion. Any patient suspected to have cold agglutinins must have their sample kept at 37oC and brought to the laboratory (Blood Sciences Laboratory- Analytical Haematology) immediately.
ESR | BSL Haem | 4ml Whole Blood K3 EDTA | 2 ml | NULL | 1 Hr ED, 4 Hrs Inpatient, Outpatients and GPs within 6 hours | Refer to EPIC results/ ranges on report for age & sex-specific ranges | 24 HOURS |  | Please phone lab (Blood Sciences Laboratory- Analytical Haematology ext 2426) if the test is for an urgent ?Temporal Arteritis. ESR not available for patients with cold agglutinins; results affected by anaemia; reference range rises with increasing patient age & in pregnancy.
MALARIA | BSL Haem | 4ml Whole Blood K3 EDTA | 1 ml | Sample preferably taken at height of fever | No Malaria seen: 1 Hr ED, Inpatient 4 Hrs, GP within 6 hours .Malaria Present: 2Hr ED, Inpatient 4Hrs, GP within 6 hours | N/A | 24 HOURS |  | Must state travel history, symptoms & any therapy when requesting this test. Analysed in Blood Sciences Laboratory- Analytical Haematology
Glandular Fever (GF) | BSL Haem | 4ml Whole Blood K3 EDTA | 1 ml | NULL | 72 hours | N/A | 24 HOURS |  | Negative result cannot completely rule out the possibility of Infectious Mononucleosis, as antibodies may be absent or present at too low a level to be detected. Other conditions can cause a positive result. Test should only be used for symptomatic individuals suspected of having IM and should be used for diagnosis only in conjuction with other clinical findings
Blood Film | BSL Haem | 4ml Whole Blood K3 EDTA | 1 ml | Phone the laboratory on ext. 2426 for All film requests | 48 Hours | N/A | 24 HOURS |  | Any patient suspected to have cold agglutinins must have their sample kept at 37oC and brought to the laboratory immediately (Blood Sciences Laboratory- Analytical Haematology)
Cirate Platelet Count ? PLATELET CLUMPING | BSL Haem | 1 x 4.5ml sodium citrate | 4.5 ml Sodium Citrate | Careful phlebotomy, discard any clotted samples & draw fresh ones. Contact Lab & state clearly that this test is required to prevent inadvertent centrifugation. | 1 Hr ED, 4 Hrs Inpatient, Outpatients and GPs within 6 hours | N/A | 24 HOURS |  | Good phlebotomy technique, immediate mixing and proper filling of collection tubes is essential to prevent false positive results. Use vacutainer system NOT a syringe. Requestor MUST notify lab (Blood Sciences Laboratory- Analytical Haematology) before samples arrive.
Cold Agglutinins | BSL Haem | 4ml Whole Blood K3 EDTA | 4ml EDTA | Must be taken AND kept at strict 37oC. Inform lab prior to testing | 1 Hr ED, 4 Hrs Inpatient, Outpatients and GPs within 6 hours | N/A | 24 HOURS |  | If sample is not at strict 37oC then test cannot be performed. Please liaise with Transfusion SpR prior to sampling. Sample referred to NHSBT for processing.
Anti-Xa (Unfractionated Heparin) | BSL Coag | Tri-sodium citrate/blue top tube | 2.7 mls X 2 | Samples to be brought directly to the lab immediately after clean venepuncture | 1 day -1 week | Therapeutic: 0.30-0.70 IU/mL | 4 hours |  | Clots of any size, haemolysis, underfilling or overfilling will affect result. Such samples will be rejected. The sample should be analysed or stored within 4 hours of venepuncture. Please ensure sample tubes are filled exactly to the fill-line as underfilling or overfilling creates a dilution error and leads to inaccurate results. Drug specific calibrations are in use for unfractionated heparin (UFH), low molecular weight heparin (LWMH), fondaparinux, orgaran (danaparoid), rivaroxaban, apixaban and edoxaban. Therefore anticoagulant information is required at the point of request.
Anti-Xa (Enoxaparin) | BSL Coag | Tri-sodium citrate/blue top tube | 2.7 mls X 2 |  | 1 day -1 week | Refer to KCH Anticoagulation Quick Reference Guide (link below). http://kingsdocs/docs/kchdocs/Anticoagulation%20quick%20reference%20guide%20Nov%202021.pdf Please also discuss with thrombosis team if interpretation of result required. | 4 hours |  | Clots of any size, haemolysis, underfilling or overfilling will affect result. Such samples will be rejected. The sample should be analysed or stored within 4 hours of venepuncture. Please ensure sample tubes are filled exactly to the fill-line as underfilling or overfilling creates a dilution error and leads to inaccurate results. Drug specific calibrations are in use for unfractionated heparin (UFH), low molecular weight heparin (LWMH), fondaparinux, orgaran (danaparoid), rivaroxaban, apixaban and edoxaban. Therefore anticoagulant information is required at the point of request.
Anti-Xa (Dalteparin) | BSL Coag | Tri-sodium citrate/blue top tube | 2.7 mls X 2 |  | 1 day -1 week | Please discuss with thrombosis team if interpretation of result required | 4 hours |  | Clots of any size, haemolysis, underfilling or overfilling will affect result. Such samples will be rejected. The sample should be analysed or stored within 4 hours of venepuncture. Please ensure sample tubes are filled exactly to the fill-line as underfilling or overfilling creates a dilution error and leads to inaccurate results. Drug specific calibrations are in use for unfractionated heparin (UFH), low molecular weight heparin (LWMH), fondaparinux, orgaran (danaparoid), rivaroxaban, apixaban and edoxaban. Therefore anticoagulant information is required at the point of request.
Anti-Xa (Tinzaparin) | BSL Coag | Tri-sodium citrate/blue top tube | 2.7 mls X 2 |  | 1 day -1 week | Please discuss with thrombosis team if interpretation of result required | 4 hours |  | Clots of any size, haemolysis, underfilling or overfilling will affect result. Such samples will be rejected. The sample should be analysed or stored within 4 hours of venepuncture. Please ensure sample tubes are filled exactly to the fill-line as underfilling or overfilling creates a dilution error and leads to inaccurate results. Drug specific calibrations are in use for unfractionated heparin (UFH), low molecular weight heparin (LWMH), fondaparinux, orgaran (danaparoid), rivaroxaban, apixaban and edoxaban. Therefore anticoagulant information is required at the point of request.
Anti-Xa (Danaparoid) | BSL Coag | Tri-sodium citrate/blue top tube | 2.7 mls X 2 |  | 1 day -1 week | Please discuss with thrombosis team if interpretation of result required | 4 hours |  | Clots of any size, haemolysis, underfilling or overfilling will affect result. Such samples will be rejected. The sample should be analysed or stored within 4 hours of venepuncture. Please ensure sample tubes are filled exactly to the fill-line as underfilling or overfilling creates a dilution error and leads to inaccurate results. Drug specific calibrations are in use for unfractionated heparin (UFH), low molecular weight heparin (LWMH), fondaparinux, orgaran (danaparoid), rivaroxaban, apixaban and edoxaban. Therefore anticoagulant information is required at the point of request.
Anti-Xa (Fondaparinux) | BSL Coag | Tri-sodium citrate/blue top tube | 2.7 mls X 2 |  | 1 day -1 week | Please discuss with thrombosis team if interpretation of result required | 4 hours |  | Clots of any size, haemolysis, underfilling or overfilling will affect result. Such samples will be rejected. The sample should be analysed or stored within 4 hours of venepuncture. Please ensure sample tubes are filled exactly to the fill-line as underfilling or overfilling creates a dilution error and leads to inaccurate results. Drug specific calibrations are in use for unfractionated heparin (UFH), low molecular weight heparin (LWMH), fondaparinux, orgaran (danaparoid), rivaroxaban, apixaban and edoxaban. Therefore anticoagulant information is required at the point of request.
Anti-IIa (Argatroban) | BSL Coag | Tri-sodium citrate/blue top tube | 2.7 mls X 2 |  | 1 day -1 week | Please discuss with thrombosis team if interpretation of result required | 4 hours |  | Clots of any size, haemolysis, underfilling or overfilling will affect result. Such samples will be rejected. The sample should be analysed or stored within 4 hours of venepuncture. Please ensure sample tubes are filled exactly to the fill-line as underfilling or overfilling creates a dilution error and leads to inaccurate results. Drug specific calibrations are in use for unfractionated heparin (UFH), low molecular weight heparin (LWMH), fondaparinux, orgaran (danaparoid), rivaroxaban, apixaban and edoxaban. Therefore anticoagulant information is required at the point of request.
Anti-IIa (Dabigatran) | BSL Coag | Tri-sodium citrate/blue top tube | 2.7 mls X 2 |  | 1 day -1 week | Refer to the Expected direct oral anticoagulant plasma concentrations (link below). http://kingsdocs/docs/kchdocs/Lab%20DOAC%20reference%20ranges.pdf Please also discuss with thrombosis team if interpretation of result required. | 4 hours |  | Clots of any size, haemolysis, underfilling or overfilling will affect result. Such samples will be rejected. The sample should be analysed or stored within 4 hours of venepuncture. Please ensure sample tubes are filled exactly to the fill-line as underfilling or overfilling creates a dilution error and leads to inaccurate results. Drug specific calibrations are in use for unfractionated heparin (UFH), low molecular weight heparin (LWMH), fondaparinux, orgaran (danaparoid), rivaroxaban, apixaban and edoxaban. Therefore anticoagulant information is required at the point of request.
Anti-Xa (Rivaroxaban) | BSL Coag | Tri-sodium citrate/blue top tube | 2.7 mls X 2 |  | 1 day -1 week | Refer to the Expected direct oral anticoagulant plasma concentrations (link below). http://kingsdocs/docs/kchdocs/Lab%20DOAC%20reference%20ranges.pdf Please also discuss with thrombosis team if interpretation of result required. | 4 hours |  | Clots of any size, haemolysis, underfilling or overfilling will affect result. Such samples will be rejected. The sample should be analysed or stored within 4 hours of venepuncture. Please ensure sample tubes are filled exactly to the fill-line as underfilling or overfilling creates a dilution error and leads to inaccurate results. Drug specific calibrations are in use for unfractionated heparin (UFH), low molecular weight heparin (LWMH), fondaparinux, orgaran (danaparoid), rivaroxaban, apixaban and edoxaban. Therefore anticoagulant information is required at the point of request.
Anti-Xa (Edoxaban) | BSL Coag | Tri-sodium citrate/blue top tube | 2.7 mls X 2 |  | 1 day -1 week | Refer to the Expected direct oral anticoagulant plasma concentrations (link below). http://kingsdocs/docs/kchdocs/Lab%20DOAC%20reference%20ranges.pdf Please also discuss with thrombosis team if interpretation of result required. | 4 hours |  | Clots of any size, haemolysis, underfilling or overfilling will affect result. Such samples will be rejected. The sample should be analysed or stored within 4 hours of venepuncture. Please ensure sample tubes are filled exactly to the fill-line as underfilling or overfilling creates a dilution error and leads to inaccurate results. Drug specific calibrations are in use for unfractionated heparin (UFH), low molecular weight heparin (LWMH), fondaparinux, orgaran (danaparoid), rivaroxaban, apixaban and edoxaban. Therefore anticoagulant information is required at the point of request.
Anti-Xa (Apixaban) | BSL Coag | Tri-sodium citrate/blue top tube | 2.7 mls X 2 |  | 1 day -1 week | Refer to the Expected direct oral anticoagulant plasma concentrations (link below). http://kingsdocs/docs/kchdocs/Lab%20DOAC%20reference%20ranges.pdf Please also discuss with thrombosis team if interpretation of result required. | 4 hours |  | Clots of any size, haemolysis, underfilling or overfilling will affect result. Such samples will be rejected. The sample should be analysed or stored within 4 hours of venepuncture. Please ensure sample tubes are filled exactly to the fill-line as underfilling or overfilling creates a dilution error and leads to inaccurate results. Drug specific calibrations are in use for unfractionated heparin (UFH), low molecular weight heparin (LWMH), fondaparinux, orgaran (danaparoid), rivaroxaban, apixaban and edoxaban. Therefore anticoagulant information is required at the point of request.
APCR | BSL Coag | Tri-sodium citrate/blue top tube | 2.7mls | Adequately filled sample with no clots to be sent to lab within an hour of venepuncture | 2 WEEKS | 0.95 - 1.23 ratio | N/A |  | Clots of any size, haemolysis, underfilling or overfilling will affect result. Such samples will be rejected..
APTT 50:50 Mix Study | BSL Coag | Tri-sodium citrate/blue top tube | 2.7mls | Adequately filled sample with no clots to be sent to lab within an hour of venepuncture | 1 Hr ED, 4 Hrs Inpatient, Outpatients and GPs within 6 hours
AT3 Antigen | BSL Coag | Tri-sodium citrate/blue top tube | 2.7 mls | Adequately filled sample with no clots to be sent to lab within an hour of venepuncture | 2 WEEKS | 71.70 - 118.5 U/dL | N/A |  | Clots of any size, haemolysis, underfilling or overfilling will affect result. Such samples will be rejected.
Bethesda Inhibitor Assay | BSL Coag | Tri-sodium citrate/blue top tube | 2.7 mls X 5 | Adequately filled sample with no clots to be sent to lab within an hour of venepuncture | 2-4 WEEKS | <1.0 Bethesda unit | N/A |  | Clots of any size, haemolysis, underfilling or overfilling will affect result. Such samples will be rejected..
FIBRINOGEN (CLAUSS) | BSL Coag | Tri-sodium citrate/blue top tube | 1.8 mls | Adequately filled sample with no clots to be sent to lab within an hour of venepuncture | 1 Hr ED, 4 Hrs Inpatient, Outpatients and GPs within 6 hours | D0-12Y = 1.7 - 4.0 g/L >12Y = 1.8-4.9 g/l | 4 hours |  | Clots of any size, haemolysis, underfilling or overfilling will affect result. Such samples will be rejected.
COAGULATION SCREEN | BSL Coag | Tri-sodium citrate/blue top tube | 1.8 mls | Adequately filled sample with no clots to be sent to lab within an hour of venepuncture | 1 Hr ED, 4 Hrs Inpatient, Outpatients and GPs within 6 hours | SEE INDIVIDUAL TESTS (PT, INR, APTT and APTTR) | 4 hours |  | Clots of any size, haemolysis, underfilling or overfilling will affect result. Such samples will be rejected.
D-DIMER | BSL Coag | Tri-sodium citrate/blue top tube | 1.8 mls | Adequately filled sample with no clots to be sent to lab within an hour of venepuncture | 1 Hr ED, 4 Hrs Inpatient, Outpatients and GPs within 6 hours | D1 - 12Y = <= 312 ng/mL FEU >12Y = <= 550 ng/mL FEU | 4 hours |  | Clots of any size , haemolysis, underfilling or overfilling will affect result.
FII | BSL Coag | Tri-sodium citrate/blue top tube | 2.7 mls | Adequately filled sample with no clots to be sent to lab within an hour of venepuncture | 2-4 WEEKS | 50-150 IU/dL | N/A |  | Clots of any size, haemolysis, underfilling or overfilling will affect result. Such samples will be rejected.
FIX | BSL Coag | Tri-sodium citrate/blue top tube | 2.7 mls | Adequately filled sample with no clots to be sent to lab within an hour of venepuncture | 2-4 WEEKS | 50-150 IU/dL | N/A |  | Clots of any size, haemolysis, underfilling or overfilling will affect result. Such samples will be rejected.
FV | BSL Coag | Tri-sodium citrate/blue top tube | 2.7 mls | Adequately filled sample with no clots to be sent to lab within an hour of venepuncture | 2-4 WEEKS | 50-150 IU/dL | N/A |  | Clots of any size, haemolysis, underfilling or overfilling will affect result. Such samples will be rejected.
FVII | BSL Coag | Tri-sodium citrate/blue top tube | 2.7 mls | Adequately filled sample with no clots to be sent to lab within an hour of venepuncture | 2-4 WEEKS | 50-150 IU/dL | N/A |  | Clots of any size, haemolysis, underfilling or overfilling will affect result. Such samples will be rejected..
FVIII | BSL Coag | Tri-sodium citrate/blue top tube | 2.7 mls | Adequately filled sample with no clots to be sent to lab within an hour of venepuncture | 2-4 WEEKS | 50-150 IU/dL | N/A |  | Clots of any size, haemolysis, underfilling or overfilling will affect result. Such samples will be rejected.
FX | BSL Coag | Tri-sodium citrate/blue top tube | 2.7 mls | Adequately filled sample with no clots to be sent to lab within an hour of venepuncture | 2-4 WEEKS | 50-150 IU/dL | N/A |  | Clots of any size, haemolysis, underfilling or overfilling will affect result. Such samples will be rejected.
FXI | BSL Coag | Tri-sodium citrate/blue top tube | 2.7 mls | Adequately filled sample with no clots to be sent to lab within an hour of venepuncture | 2-4 WEEKS | 60-150 IU/dL | N/A |  | Clots of any size, haemolysis, underfilling or overfilling will affect result. Such samples will be rejected.
FXII | BSL Coag | Tri-sodium citrate/blue top tube | 2.7 mls | Adequately filled sample with no clots to be sent to lab within an hour of venepuncture | 2-4 WEEKS | 40-150 IU/dL | N/A |  | Clots of any size, haemolysis, underfilling or overfilling will affect result. Such samples will be rejected.
FXIII Screen | BSL Coag | Tri-sodium citrate/blue top tube | 2.7 mls X 3 | Adequately filled sample with no clots to be sent to lab within an hour of venepuncture | 2-4 WEEKS | Normal plasma clots will remain for over 24 hours. Test result reported as either Negative or Positive | N/A |  | Clots of any size, haemolysis, underfilling or overfilling will affect result. Such samples will be rejected.
APTT ratio (HEPARIN CONTROL) | BSL Coag | Tri-sodium citrate/blue top tube | 1.8 mls | Adequately filled sample with no clots to be sent to lab within an hour of venepuncture | 1 Hr ED, 4 Hrs Inpatient, Outpatients and GPs within 6 hours | INRW: 0.85-4.99 APTR HEP: 0.78-4.99 | 1 hour |  | Clots of any size , haemolysis, underfilling or overfilling will affect result.
HIT SCREEN | BSL Coag | Clotted sample/gold top tube | 1.0 ml | Samples to be brought directly to the lab immediately after clean venepuncture | 1day-1 week | Negative or Positive | N/A |  | Lipaemic plasma may give doubtful results
INR | BSL Coag | Tri-sodium citrate/blue top tube | 1.8 mls | Adequately filled sample with no clots to be sent to lab within an hour of venepuncture | 1 Hr ED, 4 Hrs Inpatient, Outpatients and GPs within 6 hours | 0.9-1.15 ratio | 4 hours |  | Clots of any size , haemolysis, underfilling or overfilling will affect result.
INR (WARFARIN MONITORING) | BSL Coag | Tri-sodium citrate/blue top tube | 1.8 mls | Adequately filled sample with no clots to be sent to lab within an hour of venepuncture | 1 Hr ED, 4 Hrs Inpatient, Outpatients and GPs within 6 hours | 0.85-4.99 | 4 hours |  | Clots of any size , haemolysis, underfilling or overfilling will affect result.
LUPUS ANTICOAGULANT SCREEN (DRVVT) | BSL Coag | Tri-sodium citrate/blue top tube | 2.7 mls x 2 | Adequately filled sample with no clots to be sent to lab within an hour of venepuncture | 2 WEEKS | DRVV Screen Ratio: 0.82 - 1.11 DRVVT Confirm Ratio: 0.89 - 1.08 DRVVT | N/A |  | Clots of any size , haemolysis, underfilling or overfilling will affect result. Certain anticoagulants such as, warfarin, will affect interpretation of results.
LUPUS ANTICOAGULANT SCREEN (TSVT) | BSL Coag | Tri-sodium citrate/blue top tube | 2.7 mls x 2 | Adequately filled sample with no clots to be sent to lab within an hour of venepuncture | 2 WEEKS | TSVT Ratio 0.91 - 1.09 Ecarin Ratio 0.87 - 1.14 | N/A |  | Clots of any size , haemolysis, underfilling or overfilling will affect result. Certain anticoagulants such as, warfarin, will affect interpretation of results.
Protein C:Activity | BSL Coag | Tri-sodium citrate/blue top tube | 2.7mls | Adequately filled sample with no clots to be sent to lab within an hour of venepuncture | 2 WEEKS | 70-140 U/dL | N/A |  | Clots of any size , haemolysis, underfilling or overfilling will affect result.
PFA-100 | BSL Coag | Tri-sodium citrate/blue top tube | 2 x 3ml Contact lab ext 2434 prior to sending sample. | Adequately filled sample with no clots to be sent to lab within an hour of venepuncture | 1 – 2 days | CADP : 61 – 104 sec CEPI: 74 – 146 sec | N/A |  | Clots of any size, haemolysis, underfilling or overfilling will affect result. Such samples will be rejected
PLATELET AGGREGATION STUDIES | BSL Coag | Tri-sodium citrate/blue top tube | 2.7 mls X 4 | Samples to be brought immediately after clean venepuncture to the Lab. | 1 day | Consultant Haematologist interpretation | 4 hours |  | A detailed patient history is required for accurate test interpretation. A number of prescription and non-prescription drugs may interfere with platelet aggregation. (Substances such as tobacco and alcohol may also affect test results). Platelet count must not be less than 100,000 platelets/uL
Free Protein S Antigen | BSL Coag | Tri-sodium citrate/blue top tube | 2.7mls | Adequately filled sample with no clots to be sent to lab within an hour of venepuncture | 2 WEEKS | 60-150 % | N/A |  | Clots of any size , haemolysis, underfilling or overfilling will affect result.
Prothrombin Time | BSL Coag | Tri-sodium citrate/blue top tube | 1.8 mls | Adequately filled sample with no clots to be sent to lab within an hour of venepuncture | 1 Hr ED, 4 Hrs Inpatient, Outpatients and GPs within 6 hours | D1-D91 = 8.2 - 14.1 secs D91-12Y = 9.6 - 11.8 secs >12Y = 10 - 12.0 secs | 4 hours |  | Clots of any size , haemolysis, underfilling or overfilling will affect result.
PT 50:50 Mix Study | BSL Coag | Tri-sodium citrate/blue top tube | 2.7 mls x 3 | Adequately filled sample with no clots to be sent to lab within an hour of venepuncture | 1 Hr ED, 4 Hrs Inpatient, Outpatients and GPs within 6 hours | N/A | 4 hours |  | Clots of any size , haemolysis, underfilling or overfilling will affect result.
Thrombin Time | BSL Coag | Tri-sodium citrate/blue top tube | 1.8 mls | Adequately filled sample with no clots to be sent to lab within an hour of venepuncture | 1 Hr ED, 4 Hrs Inpatient, Outpatients and GPs within 6 hours | D1-12Y = 9.2 - 15.0 secs >12Y = 14.0 - 18.0 secs | 4 hours |  | Clots of any size , haemolysis, underfilling or overfilling will affect result.
THROMBOPHILIA SCREEN (Heritable) | BSL Coag | Tri-sodium citrate/blue top tube | 2.7mls x 5 | Adequately filled sample with no clots to be sent to lab within an hour of venepuncture | 2 WEEKS | SEE INDIVIDUAL TESTS (Antithrombin, Protein C Activity and Free Protein S Antigen) | N/A |  | Clots of any size , haemolysis, underfilling or overfilling will affect result. Presence of heparin anticoagulant will inhibit PCR applications. Clotted samples are unsuitable for DNA analysis. Samples must be clearly labelled with the patients first name, surname, D.O.B, hospital number and the date the sample was taken. The details on the sample must correspond to the request form. Unlabelled samples will not be accepted.
VWD SCREEN | BSL Coag | Tri-sodium citrate/blue top tube | 2.7 mls x 3 | Adequately filled sample with no clots to be sent to lab within an hour of venepuncture | 2-4 WEEKS | See individual tests (VWF: GPIbR Activity, vWF: Antigen and Chromogenic FVIII) | N/A |  | Clots of any size , haemolysis, underfilling or overfilling will affect result.
VWF screen | BSL Coag | Tri-sodium citrate/blue top tube | 3 x 3ml | Adequately filled sample with no clots to be sent to lab within an hour of venepuncture | 2 weeks. If urgent please contact the lab on ext 2434 | See individual tests (VWF: GPIbR Activity, vWF: Antigen and Chromogenic FVIII) | 4 hrs |  | Clots of any size, haemolysis, underfilling or overfilling will affect result. Such samples will be rejected
VWF: GPIbR Activity | BSL Coag | Tri-sodium citrate/blue top tube | 2.7 mls X 2 | Adequately filled sample with no clots to be sent to lab within an hour of venepuncture | 2-4 weeks | 34.1 - 118.6 IU/dL | N/A |  | Clots of any size , haemolysis, underfilling or overfilling will affect result.
VWF: Antigen | BSL Coag | Tri-sodium citrate/blue top tube | 2.7 mls X 2 | Adequately filled sample with no clots to be sent to lab within an hour of venepuncture | 2-4weeks | 50-150 IU/dL | N/A |  | For Molecular Thrombophilia please order TDNA and send to Molecular Haematology. Clots of any size , haemolysis, underfilling or overfilling will affect result.
Chromogenic FVIII | BSL Coag | Tri-sodium citrate/blue top tube | 2.7 mls X 2 | Adequately filled sample with no clots to be sent to lab within an hour of venepuncture | 2-4weeks | 50-150 U/dL | N/A
Group and Screen | Blood Transfusion | EDTA | 1 ml | NULL | 120 minutes | N/A | 1 week | Haemolysis, recent transfusion,clotted, insufficient, lipaemic or icteric | Trauma group and screen ONLY available to Code Red / Trauma calls. Emergency blood available within 10 minutes . Refer to http://www.viapath.co.uk/test-alphabetical?location=114&department=140&laboratory=179&letter= for full test details.
Severe febrile non-haemolytic transfusion reaction | Blood Transfusion | EDTA and clotted | 10-15ml EDTA and 10-15ml clotted | NULL | 1 Week | N/A | N/A | Haemolysis, insifficient | Sample tested at NHSBT
Electronic Crossmatch | Blood Transfusion | EDTA | >2ml | NULL | 90 mins | N/A | 1 week | Haemolysis, clotted, insufficient, lipaemic or icteric | If a new sample then blood issue will take about 90 mins from receipt of sample. If group is already processed blood can be made available within 30 minutes for urgent request. Alternatively Remote Isssue of Blood can be carried out from any of the Satelite fridges once patient eligibility criteria is met.i.e. 2 valid Group and Screen (GS) samples in lab, no antibodies detected, DAT is negative , No complex special requirements and GS has not been edited.
Serological Crossmatch | Blood Transfusion | EDTA | 6ml | pre-op samples to reach lab the day before operation | 24hrs | N/A | 1 week | Haemolysis,clotted, insufficient, lipaemic or icteric | Suitable antigen negative units may need to be ordered in from NHS Blood and TransplantS which may delay processing. Refer to http://www.viapath.co.uk/test-alphabetical?location=114&department=140&laboratory=179&letter= for full test details.
Direct Antiglobulin Test | Blood Transfusion | EDTA | 1ml | NULL | 4 hours | N/A | 1 week | Haemolysis, insufficient | Refer to http://www.viapath.co.uk/test-alphabetical?location=114&department=140&laboratory=179&letter= for full test details.
Kleihauer (for presence of foetal RBC cells) | Blood Transfusion | Whole blood K2/K3 EDTA | 1ml | NULL | 24-48 hrs | N/A | N/A | Haemolysis, insufficient | Screening for feto-maternal haemorrhage / trans-placental passage of fetal red cells into the maternal circulation after 20 week gestation. Also Following a sensitising event in pregnant women, it is possible for fetal red blood cells to pass into the maternal circulation. This is known as a fetomaternal haemorrhage (FMH). Refer to http://www.viapath.co.uk/test-alphabetical?location=114&department=140&laboratory=179&letter= for full test details.
Antibody Investigation | Blood Transfusion | EDTA | 12ml (x3 EDTA 4ml/ x2 EDTA 6ml) | NULL | Up to 5 working days | N/A | 1 week | Haemolysis, insufficient, lipaemic or icteric, cold agglutunins | Depending on complexity of antibody/antibodies present, processing may take longer. Refer to http://www.viapath.co.uk/test-alphabetical?location=114&department=140&laboratory=179&letter= for full test details.
Transfusion Reaction | Blood Transfusion | EDTA+ Clotted+ Blood Cultures if required | 4ml EDTA & 7ml Clotted | Return implicated blood unit with samples. Send cultures directly to Microbiology | 2 hours | N/A | 2 days | Haemolysis, insufficient | Cease Transfusions until investigation complete. Contact Blood Bank to obtain a transfusion reaction investigation form.
RBC Rh/K phenotype | Blood Transfusion | EDTA | 6ml | NULL | 4 hours | N/A | 1 week | Haemolysis, recent transfusion | Rh/ K typing performed on site., Full RBC extended phenotype is performed at NHSBT and can take up to 5 working days.(See below) Refer to http://www.viapath.co.uk/test-alphabetical?location=114&department=140&laboratory=179&letter= for full test details.
Peanut Lectin Test | Blood Transfusion | EDTA | 1ml | Contact lab prior to testing | 1 Day | N/A | 1 day | Haemolysis, insufficient | Sample tested at NHSBT
Referred Alloantibody Investigation | Blood Transfusion | EDTA | 12ml (x3 EDTA 4ml/ x2 EDTA 6ml) | NULL | 1 Week | N/A | 2 weeks | Haemolysis, insufficient | urgent samples for transfusion will have results phoned direct to laboratory on the same day as sample is receieved
ABO/Rh grouping problems | Blood Transfusion | EDTA/ clotted | 4ml | NULL | 1 Week | N/A | 1 week | Haemolysis, recent transfusion, insufficient, lipaemic or icteric | Refer to http://www.viapath.co.uk/test-alphabetical?location=114&department=140&laboratory=179&letter= for full test details.
Extended RBC phenotype | Blood Transfusion | EDTA | 4ml | NULL | 1 Week | N/A | 2 weeks | Haemolysis, recent transfusion, insufficient, lipaemic or icteric | Sample tested at NHSBT
Autoimmune Haemolytic Anaemia | Blood Transfusion | EDTA/ clotted | 10ml EDTA or 7ml EDTA+ 10ml clotted | NULL | 1 Week | N/A | 3 days | Haemolysis,insufficient | Sample tested at NHSBT
Haemolytic transfusion reaction | Blood Transfusion | EDTA/ clotted | 6ml EDTA and 6ml clotted | NULL | UP to 5 working days | N/A | N/A | Haemolysis,,insufficient | Sample tested at NHSBT. Refer to http://www.viapath.co.uk/test-alphabetical?location=114&department=140&laboratory=179&letter= for full test details.
Compatibility Testing | Blood Transfusion | EDTA/ clotted | 7ml | NULL | 1 Week | N/A | 1 week | Haemolysis, insufficient, lipaemic or icteric | Sample tested at NHSBT
IgA Deficiency | Blood Transfusion | EDTA/ clotted | 7ml | NULL | 1 Week | N/A | 1 week | Haemolysis,insufficient | Sample tested at NHSBT
Haemolytic disease of the Newborn | Blood Transfusion | EDTA/ clotted- MATERNAL and 1ml EDTA CORD blood | 10ml EDTA- MATERAL and 1ml EDTA- CORD | NULL | 1 Week | N/A | 1 week | Haemolysis,insufficient | Sample tested at NHSBT
Anti-D/c Quantitation | Blood Transfusion | EDTA/ clotted | 12ml | NULL | 5 working days | N/A | 2 weeks | Haemolysis, insufficient | Sample tested at NHSBT. Refer to http://www.viapath.co.uk/test-alphabetical?location=114&department=140&laboratory=179&letter= for full test details.
Paternal phenotyping | Blood Transfusion | EDTA | 4ml | NULL | 1 Week | N/A | 1 week | Haemolysis, recent transfusion | Sample tested at NHSBT
Quantitation of FMH or other minor RBC population | Blood Transfusion | EDTA | 4ml | NULL | 1 Week | N/A | 1 week | Haemolysis, insufficient | Sample tested at NHSBT
HLA disease and association | Blood Transfusion | EDTA | 7-10ml | NULL | 3 Weeks | N/A | 3 days | Haemolysis,insufficient | Sample tested at NHSBT
Transfusion Related Acute Lung Injury | Blood Transfusion | EDTA and clotted | 10-15ml clotted and 10-15ml EDTA | NULL | Discuss with Consultant | N/A | 3 days | Haemolysis,insufficient | Sample tested at NHSBT
Transfusion associated graft versus host disease | Blood Transfusion | Discuss with Laboratory prior to sampling | NULL | NULL | Discuss with Consultant | N/A | 3 days | Haemolysis,insufficient | Sample tested at NHSBT
Screening for HNA, HLA and HPA antibodies | Blood Transfusion | EDTA and clotted | 10-15ml EDTA and 10-15ml clotted | NULL | 3Weeks- routine, 1 Day- urgent | N/A | 1 week | Haemolysis,insufficient | DO NOT SEND ON FRIDAY- samples not tested over weekend and will not be valid for interpretitation
Transplantation: HLA typing of patients, family or donors | Blood Transfusion | EDTA | 7-10ml | NULL | 3 Weeks | N/A | 2 weeks | Haemolysis,insufficient | DO NOT SEND ON FRIDAY- samples not tested over weekend and will not be valid for interpretitation
HLA antibody screening | Blood Transfusion | clotted | 7-10ml | NULL | 3 Weeks- routine, 1 Day- urgent | N/A | 1 week | Haemolysis,insufficient | Sample tested at NHSBT
Platelet Refractoriness | Blood Transfusion | EDTA and clotted | 7-10ml clotted, 7-10ml EDTA if HLA type unknown | NULL | 1 Week | N/A | 3 days | Haemolysis,insufficient | DO NOT SEND ON FRIDAY- samples not tested over weekend and will not be valid for interpretation
Neonatal/ Fetal alloimmune thrombocytopenia | Blood Transfusion | EDTA and clotted | MATERNAL- 20ml EDTA and 10ml clotted. PATERNAL- 20ml EDTA. NEONATE/CORD- 1ml EDTA | NULL | Discuss with NHSBT Consultant | N/A | 4 days | Haemolysis,insufficient | DO NOT SEND ON FRIDAY- samples not tested over weekend and test will not be valid for interpretation
Other drug related thrombocytopenias | Blood Transfusion | EDTA and clotted | 20ml EDTA and 10ml clotted | Include sample of implicated drug(s) | 1 Week- routine, 1 Day- urgent | N/A | N/A | Haemolysis,insufficient | Sample tested at NHSBT
Autoimmune thrombocytopenia | Blood Transfusion | EDTA and clotted | 20ml EDTA and 10ml clotted | NULL | 1 Week | N/A | 3 days | Haemolysis,insufficient | Sample tested at NHSBT
Autoimmune Neutropenia | Blood Transfusion | clotted | 10ml | NULL | 2 Weeks | N/A | 2 days | Haemolysis,insufficient | DO NOT SEND ON FRIDAY- samples not tested over weekend and will not be valid for interpretitation
Feltys syndrome | Blood Transfusion | clotted | 10ml | NULL | 2 Weeks | N/A | 2 days | Haemolysis,insufficient | DO NOT SEND ON FRIDAY- samples not tested over weekend and will not be valid for interpretitation
Non-haemolytic transfusion reactions | Blood Transfusion | clotted | 10ml | NULL | 2 Weeks | N/A | 2 days | Haemolysis,insufficient | NULL
Drug related neutropenia | Blood Transfusion | clotted | 10ml | Include sample of implictaed drug(s) | 2 Weeks | N/A | 3 days | Haemolysis,insufficient | DO NOT SEND ON FRIDAY- samples not tested over weekend and will not be valid for interpretitation
Fetal Typing for antibodies | Blood Transfusion | Discuss with Laboratory prior to sampling | NULL | NULL | Discuss with Consultant | N/A | N/A | Haemolysis,insufficient | Sample tested at NHSBT
RBC non Rh phenotype | Blood Transfusion | EDTA | 1 mL | NULL | 1 week | N/A | 1 week | Haemolysis,insufficient | Specific antigen typing performed on site. Other typing referred to NHSBT.
Red Cell Elution | Blood Transfusion | EDTA | 4 mL | NULL | 6 hours | N/A | N/A | Haemolysis, clotted, insufficient, liapaemic or icteric | NULL
Alkaline Denaturation | Blood Transfusion | EDTA | 1 mL | Requires both maternal and neonate samples | 4 hours | N/A | 1 week | Haemolysis, clotted, insufficient, liapaemic or icteric | Can ONLY be tested on maternal and neonatal red blood cells
Cell free foetal DNA Test (CffDNA) | Blood Transfusion | EDTA | 6ml | Maternal sample Gestation 6-25 weeks | 7 days | N/A | 7 days | Haemolysis,insufficient | Sample tested at NHSBT
Titration ( anti-A & anti-B) | Blood Transfusion | EDTA | 6ml | NULL | 3 days | N/A | 3 days | Haemolysis,clotted, insufficient, lipaemic or icteric | Isohemaglutinin (anti-A/anti-B) titrations. The amount of isohemagglutinin activity in the serum of the progenitor cell transplant recipient is important information in cases of major ABO incompatible progenitor cell transplantation as it may impact on engraftment. Both IgM and IgG isohemagglutinins are titrated. Anti-A or Anti-B is titered based on the donor and recipient blood types.
Alanine aminotransaminase (ALT) | BSL Chemistry | Serum SST | 1 mL |  | 1 day | 5-55 U/L | 2 days
Albumin | BSL Chemistry | Serum SST | 1 mL |  | 1 day | < 1 month: 28-50 g/L. Adult: 35-50 g/L | 2 days
Urine Albumin/Creatinine Ratio (ACR) | BSL Chemistry | Random plain urine | 1 mL |  | 1 day | <3.0 mg/mmol | 2 days
Alkaline phosphatase (ALP) | BSL Chemistry | Serum SST | 1 mL |  | 1 day | 30 - 130 U/L (adult). Paed ranges age dependent | 2 days
Alpha Fetoprotein (AFP) | BSL Chemistry | Serum SST | 1 mL |  | 1 day | ≤6 kIU/L | 2 days
Ammonia | BSL Chemistry | EDTA plasma | 1 mL | Send direct to lab on ice within 30 min of venepuncture | 1 day | 12-50 µmol/L | Cannot be added on
Amylase | BSL Chemistry | Serum SST | 1 mL |  | 1 day | 28-100 U/L | 2 days
Amylase isoenzymes | BSL Chemistry | Serum SST | 1 mL |  | 1 day | Total Amylase 28-100 U/L Pancreatic Amylase 13-53 U/L | 2 days
Amikacin | BSL Chemistry | Serum SST | 1 mL |  | 1 day | <5.0 mg/L (trough) | 1 day
Angiotensin converting enzyme (ACE) | BSL Chemistry | Serum SST | 1 mL |  | 1 day | 8-52 U/L | 1 day
Aspartate aminotransaminase (AST) | BSL Chemistry | Serum SST | 1 mL |  | 1 day | 5-50 U/L | 2 days
Bicarbonate | BSL Chemistry | Serum SST | 1 mL |  | 1 day | 22-29 mmol/L | Cannot be added on
Bilirubin: Total | BSL Chemistry | Serum SST | 1 mL |  | 1 day | <21 μmol/L | 1 day
Bilirubin: Conjugated | BSL Chemistry | Serum SST | 1 mL |  | 1 day | 0-4 μmol/L | 1 day
Blood Gases (arterial) pH, H+, pCO2, pO2, HCO3-, Lac | BSL Chemistry | Arterial blood in heparinised syringe |  | Send immediately to laboratory | Within 1 hour of receipt | Interpretation with report | Cannot be added on
Blood Gases (venous) inc. pH, H+, pCO2, pO2, HCO3-, Lac | BSL Chemistry | Venous blood in heparinised syringe |  | Send immediately to laboratory | Within 1 hour of receipt | Interpretation with report | Cannot be added on
Carboxyhaemoglobin | BSL Chemistry | Arterial or venous blood in heparinised syringe |  |  | Within 1 hour of receipt | Interpretation with report | Cannot be added on
Methaemoglobin | BSL Chemistry | Arterial or venous blood in heparinised syringe |  |  | Within 1 hour of receipt | Interpretation with report | Cannot be added on
C Peptide | BSL Chemistry | Serum SST or EDTA plasma | 1 mL |  | 1 day | 370-1470 pmol/L | Cannot be added on
C Reactive Protein (CRP) | BSL Chemistry | Serum SST | 1 mL |  | 1 day | <5 mg/L | 2 days
CA 125 | BSL Chemistry | Serum SST | 1 mL |  | 1 day | <35 kU/L | 1 day
CA 19-9 | BSL Chemistry | Serum SST | 1 mL |  | 1 day | <37 KU/L | 2 days
Caeruloplasmin | BSL Chemistry | Serum SST or royal blue top | 1 mL | Clotted blood/SST tube (1 mL minimum) if only caeruloplasmin required. However, if copper is also required at the same time, then blood needs to be collected in a royal blue trace element free tube. | 1 day if only caeruloplasmin required. Within 7 days if both copper and caeruloplasmin required | Male: 0.15-0.30 g/L Female: 0.16-0.45 g/L | 2 days
Carbamazepine (Tegretol) | BSL Chemistry | Serum SST | 1 mL |  | 1 day | 4.0-12.0 mg/L | 2 days |  | Therapeutic range applies to trough (pre-dose) samples.
Carcinoembryonic antigen (CEA) | BSL Chemistry | Serum SST | 1 mL |  | 1 day | Age: 20-39yrs: 0-3.4 ug/L (Smokers 0-5.5); 40+yrs: 0-6.1 ug/L (Smokers 0-7.0) | 2 days
Chloride | BSL Chemistry | Serum SST | 1 mL |  | 1 day | 95-108 mmol/L | 2 days
Complement (C3&C4) | BSL Chemistry | Serum SST | 1 mL |  | 1 day | C3: 0.70-1.65 g/L C4: 0.16-0.54 g/L | 2 days
Cortisol | BSL Chemistry | Serum SST | 1 mL |  | 1 day | 133-537 nmol/L (06:00-10:00am); 68-327 nmol/L (16:00-20:00pm) | 2 days
Creatine kinase (CK) | BSL Chemistry | Serum SST | 1 mL |  | 1 day | <150 U/L | 2 days
Creatinine | BSL Chemistry | Serum SST | 1 mL |  | 1 day | <2 months: 27 - 77 µmol/L; 2 months - 4 years: 15 – 42 µmol/L; 5 – 7 years: 23 – 51 µmol/L; 8 – 10 years: 31 – 63 µmol/L; 11 – 12 years: 34 – 71 µmol/L; 13 – 15 years: 41 – 85 µmol/L; >=16 years female: 47 – 99 µmol/L; >=16 years male: 61 – 123 µmol/L | 2 days
Creatinine clearance (CCR) | BSL Chemistry | Urine |  | 24 h plain urine + serum sample for creatinine if not done separately | 1 day |  | Cannot be added on
Cystatin C | BSL Chemistry | Serum SST | 1 mL |  | 1 day | 0-3m: <1.71 mg/L; 3m-50y: <1.00 mg/L; 50y+: <1.40 mg/L | 2 days
Digoxin | BSL Chemistry | Serum SST | 1 mL | Sample should be taken a minimum of 6h post dose. | 1 day | 0.5-2.0 µg/L | 1 day |  | Therapeutic range applies to trough (min. 6h post-dose) samples. Please note narrower target range in heart failure: 0.5-1.0 µg/L.
Ethanol | BSL Chemistry | Fluoride oxalate plasma | 1 mL |  | 1 day |  | Cannot be added on
Ferritin | BSL Chemistry | Serum (SST) | 1 mL |  | 1 day | Male: 30-400 µg/L Female: 13-150 µg/L | 2 days
Folate (serum) | BSL Chemistry | Serum (SST) | 1 mL |  | 1 day | 3.0-20.0 µg/L | 1 day
Follicle stimulating hormone (FSH) | BSL Chemistry | Serum (SST) | 1 mL |  | 1 day | Male: 1.5-12.4 IU/L Female: 3.5-12.5 IU/L Follicular; 4.7-21.5 IU/L Mid-cycle; 1.7-7.7 IU/L Luteal; 25.8-134.8 IU/L Post-menopause | 2 days
Free thyroxine (fT4) | BSL Chemistry | Serum (SST) | 1 mL |  | 1 day | 11.0-21.2 pmol/L | 2 days
Free triiodothyronine (fT3) | BSL Chemistry | Serum (SST) | 1 mL |  | 1 day | 3.1-6.8 pmol/L | 2 days
Gamma glutamyl tranferase (GGT) | BSL Chemistry | Serum (SST) | 1 mL |  | 1 day | 5-55 IU/L | 2 days
Globulin | BSL Chemistry | Serum (SST) | 1 mL |  | 1 day | 20-35 g/L | 2 days
Glucose (CSF) | BSL Chemistry | CSF | 0.5 mL | Fluoride oxalate tube | 1 day |  | Cannot be added on
Glucose | BSL Chemistry | Fluoride oxalate plasma | 1 mL |  | 1 day | Normal fasting glucose: 3.0 - 6.0 mmol/L Impaired fasting glucose: 6.1 - 6.9 mmol/L Diabetes mellitus: >6.9 mmol/L (fasting) OR >11.0 mmol/L (random) Pregnant: >6.7 mmol/L (random) - consider glucose tolerance test | Cannot be added on
HbA1c (Glycated haemoglobin) | BSL Chemistry | EDTA whole blood/fluoride oxalate whole blood | 1 mL |  | 1 -3 days | 20 -41 mmol/mol Hb (IFCC) (non-diabetic) | 7 days (if sample not discarded)
Haptoglobin | BSL Chemistry | Serum (SST) | 1 mL |  | 1 day | 0.3-2.0 g/L | 2 days
High Density Lipoproprotein (HDL) | BSL Chemistry | Serum (SST) | 1 mL |  | 1 day | >1 mmol/L | 2 days
Human chorionic gonadotrophin (HCG) | BSL Chemistry | Serum (SST) | 1 mL |  | 1 day | < 5 IU/L | 2 days
Immunoglobulins (IgG,IgA,IgM) | BSL Chemistry | Serum (SST) | 1 mL |  | 1 day | Age dependent | 2 days
Insulin | BSL Chemistry | Serum (SST) or EDTA plasma | 1 mL |  | 1 day | 18-173 pmol/L | 2 days
Iron | BSL Chemistry | Serum (SST) | 1 mL |  | 1 day | 14-30 µmol/L | 2 days
Lactate | BSL Chemistry | Fluoride oxalate plasma | 1 mL |  | 1 day | 0.5-2.2 mmol/L | Cannot be added on
Lactate (CSF) | BSL Chemistry | CSF | 0.5 mL | Fluoride oxalate tube | 1 day | 0.7-2.0 mmol/L | Refer to duty biochemist 30359
Lactate dehydrogenase (LDH) | BSL Chemistry | Serum (SST) | 1 mL |  | 1 day | <240 U/L | 1 day
Lipase | BSL Chemistry | Serum (SST) | 1 mL |  | 1 day | 13-60 U/L | 2 days
Lithium | BSL Chemistry | Serum (SST) | 1 mL |  | 1 day | Therapeutic range: 0.4 - 1.0 mmol/L | 2 days
Low Density Lipoprotein (LDL) | BSL Chemistry | Serum (SST) | 1 mL |  | 1 day | 1.0-3.0 mmol/L | 2 days
Luteinising hormone (LH) | BSL Chemistry | Serum (SST) | 1 mL |  | 1 day | Male: 1.7-8.6 U/L Female: 2.4-12.6 U/L Follicular; 14.0-95.6 U/L Mid-cycle; 1.0-11.4 U/L Luteal; 7.7-58.5 U/L Post-menopause | 2 days
Magnesium | BSL Chemistry | Serum (SST) | 1 mL |  | 1 day | 0.7-1.0 mmol/L | 2 days
NT-proBNP | BSL Chemistry | Serum (SST) | 1 mL |  | 1 day | <400 ng/L: Heart failure unlikely; 400-2000 ng/L: Requires review in heart failure clinic within 6 weeks (request ROUTINE appointment on e-referral); >2000 ng/L: Requires review in heart failure clinic within 2 weeks (request URGENT appointment on e-referral). | 2 days
Oestradiol | BSL Chemistry | Serum (SST) | 1 mL |  | 1 day | Male: 41-159 pmol/L Female: 45 - 854 pmol/L Follicular; 151 - 1461 pmol/L Ovulatory; 82 - 1251 Luteal pmol/L; <=505 pmol/L Post-menopause | 2 days
Osmolality (serum) | BSL Chemistry | Serum (SST) | 1 mL |  | 1 day | 280-295 mOsm/kg | 1 day
Osmolality (urine) | BSL Chemistry | Random plain urine | 1 mL |  | 1 day |  | 1 day
Paracetamol | BSL Chemistry | Serum (SST) | 1 mL |  | 1 day |  | 2 days
Parathyroid hormone (PTH) | BSL Chemistry | EDTA plasma | 1 mL |  | 1 day | 15-65 ng/L | Cannot be added on
Phenobarbitone | BSL Chemistry | Serum (SST) | 1 mL |  | 1 day | 10.0-40.0 mg/L | 2 days
Phenytoin (Epanutin®) | BSL Chemistry | Serum (SST) | 1 mL |  | 1 day | 5.0-20.0 mg/L | 2 days |  | Therapeutic range applies to trough (pre-dose) samples.
Phosphate | BSL Chemistry | Serum (SST) | 1 mL |  | 1 day | Male: 0-4w 0.87-2.33 mmol/L; 4w-3m 0.97-2.20 mmol/L; 3m-1y 0.97-2.23 mmol/L: 1-2y 0.81-2.07 mmol/L; 2-13y 0.97-1.94 mmol/L; 13-16y 0.97-1.74 mmol/L; 16-18y 0.97-1.68 mmol/L; 19y+ 0.80-1.40 mmol/L Female: 0-4w 0.97-2.58 mmol/L; 4w-3m 0.97-2.42 mmol/L; 3m-1y 0.81-2.26 mmol/L: 1-2y 0.97-2.10 mmol/L; 2-13y 0.81-1.94 mmol/L; 13-16y 0.97-1.81 mmol/L; 16-18y 0.97-1.55 mmol/L; 19y+ 0.80-1.40 mmol/L | 2 days
Phosphate (urine) | BSL Chemistry | 24h / random plain urine | 1 mL (random) |  | 1 day |  | 2 days
Pleural fluid pH | BSL Chemistry | Pleural fluid | 2 mL | In blood gas syringe | Within 1 hour of receipt | None | Cannot be added on |  | Pleural fluid should be clear and free of particulate
Potassium | BSL Chemistry | Serum (SST) | 1 mL |  | 1 day | 3.5-5.3 mmol/L | 2 days
Potassium (urine) | BSL Chemistry | 24h / random plain urine | 1 mL (random) |  | 1 day | 24h excretion: 25 - 125 mmol/24h Random: no range, dependent on serum concentration | 2 days
Procalcitonin | BSL Chemistry | Serum (SST) | 1 mL |  | 1 day | 0.00-0.05 µg/L | 2 days |  | Probability of bacterial infection (Schuetz et al 2019, Clin Chem Lab Med): If bacterial infection is UNCERTAIN <0.25 (<0.5 in ICU) bacterial infection unlikely; >=0.25 (>=0.5 in ICU) bacterial infection likely; If bacterial infection is HIGHLY SUSPECTED <0.25 (<0.5 in ICU) bacterial infection possible; >=0.25 (>=0.5 in ICU) bacterial infection highly likely
Progesterone | BSL Chemistry | Serum (SST) | 1 mL |  | 1 day | Male: ≤0.6 nmol/L Female: < 2.8 nmol/L Follicular; 0.6-38.1 nmol/L Ovulation; 5.8-75.9 nmol/L Luteal; < 0.6 nmol/L Post-menopause | 2 days
Prolactin | BSL Chemistry | Serum (SST) | 1 mL |  | 1 day | Male 86-324 mIU/L; Female 102-496 mIU/L | 2 days
Prostate specific antigen (PSA) | BSL Chemistry | Serum (SST) | 1 mL |  | 1 day | Male: 0-40 years 0.00-1.40 µg/L, 40-50 years 0.00-2.00 µg/L, 50-59 years 0.00-3.10 µg/L, 60-69 years 0.00-4.10 µg/L, 70+ years 0.00-4.40 µg/L; Female: no reference range | 2 days
Protein (CSF) | BSL Chemistry | CSF | 0.5 mL | Plain universal | 1 day | 0.25-0.45 g/L | Refer to duty biochemist 30359
Protein (Urine) | BSL Chemistry | 24 h plain urine | 1 mL |  | 1 day | < 150 mg/24h | 2 days
Urine protein:creatinine ratio (PCR) | BSL Chemistry | Random urine | 1 mL |  | 1 day | <15.0 mg/mmol | 2 days
Rheumatoid factor | BSL Chemistry | Serum SST | 1 mL |  | 1 day | 0-13 IU/mL | 2 days
Salicylate | BSL Chemistry | Serum SST | 1 mL |  | 1 day |  | 2 days
Adjusted Calcium (serum) | BSL Chemistry | Serum SST | 1 mL |  | 1 day | 2.15-2.60 mmol/L | 2 days
Sex hormone binding globulin (SHBG) | BSL Chemistry | Serum SST | 1 mL |  | 1 day | Male: 0-50 years 18.3-54.1 nmol/L, >50 years 20.6-76.7 nmol/L; Female: 0-50 years 32.4-128.0 nmol/L, >50 years 27.1-128.0 nmol/L | 2 days
Sodium | BSL Chemistry | Serum SST | 1 mL |  | 1 day | 135-145 mmol/L | 2 days
Sodium (urine) | BSL Chemistry | 24h / random plain urine | 1 mL (random) |  | 1 day | 24 excretion: 40 - 220 mmol/24h Random: no range, depends on serum sodium | 2 days
Soluble transferrin receptor (sTfR) | BSL Chemistry | Serum SST | 1 mL |  | 1 day | 1.71-4.13 mg/L | 2 days
Testosterone | BSL Chemistry | Serum SST | 1 mL |  | 1 day | Male: 0-6m 0.4-13.9 nmol/L; >6m 8.6-29.0 nmol/L Female: 0-49y: 0.4-1.7 nmol/L; ≥50y 0.4-1.4 nmol/L | 2 days |  | Males <18y: Please note, reference range applies to adults. Please interpret result in context of pubertal stage: Pre-puberty: <0.4 nmol/L Post-puberty: 8.6 – 29.0 nmol/L Females <18y: Please note, reference range applies to adults. Please interpret result in context of pubertal stage: Pre-puberty: <0.4 nmol/L Post-puberty: 0.4 – 1.7 nmol/L
Theophylline | BSL Chemistry | Serum SST | 1 mL |  | 1 day | 10.0-20.0 mg/L | 2 days
Thyroid stimulating hormone (TSH) | BSL Chemistry | Serum SST | 1 mL |  | 1 day | 0.27-4.20 mIU/L | 2 days
Transferrin Saturation | BSL Chemistry | Serum SST | 1 mL |  | 1 day | 20-50 % | 2 days
Total Bile Acids | BSL Chemistry | Serum SST | 1 mL |  | 1 day | < 14 µmol/L | 2 days
Total Cholesterol | BSL Chemistry | Serum SST | 1 mL |  | 1 day | 1.0-5.0 mmol/L | 2 days
Total iron binding capacity (TIBC) | BSL Chemistry | Serum SST | 1 mL |  | 1 day | 50-70 µmol/L | 2 days
Total protein | BSL Chemistry | Serum SST | 1 mL |  | 1 day | 60-80 g/L | 2 days
Triglycerides | BSL Chemistry | Serum SST | 1 mL |  | 1 day | 0.5-2.0 mmol/L | 2 days
Troponin T | BSL Chemistry | Serum SST | 1 mL |  | 1 day | <14 ng/L | 1 day
Urea | BSL Chemistry | Serum SST | 1 mL |  | 1 day | 0-4w: 0.8-5.5 mmol/L 1m-1y 1.0-5.5 mmol/L 1-16y: 2.5-6.5 mmol/L 17y+: 2.5-7.8 mmol/L | 2 days
Urea (urine) | BSL Chemistry | 24h / random plain urine | 1 mL (random) |  | 1 day | 24h excretion: 250 - 600 mmol/24h | 2 days
Uric acid | BSL Chemistry | Serum SST | 1 mL |  | 1 day | Male: 200-430 µmol/L Female: 140-360 µmol/L | 2 days
Uric acid (urine) | BSL Chemistry | 24h / random plain urine | 1 mL (random) |  | 1 day |  | Cannot be added on
Calcium (urine) | BSL Chemistry | 24h / random plain urine | 1 mL (random) |  | 1 day | 24h excretion: 2.5-7.5 mmol/24 h | 2 days
Valproate (Epilim) | BSL Chemistry | Serum SST | 1 mL |  | 1 day | 50-100 mg/L | 2 days
Vitamin B12 | BSL Chemistry | Serum SST | 1 mL |  | 1 day | 197-771 ng/L | 1 day
Vitamin D | BSL Chemistry | Serum SST | 1 mL |  | 1 day | Deficiency <25 nmol/L, Insufficiency 25-50 nmol/L, Therapeutic target >50 nmol/L | 1 day
Xanthochromia | BSL Chemistry | CSF | 0.5 mL | Protect from light, avoid the pneumatic tube system for delivery. | 6 hours | Interpretation with report | Cannot be added on

## Other Labs (hidden)
Lab | haemtest | Sample_type | Min_samp_vol | Requirements | Turnaround_time | Reference_range | Sample Stability Time | Notes
| Cytogenetics and FISH | Bone marrow or peripheral blood (if blasts present). | 2ml of marrow or 2ml of blood. | Must NOT be clotted. Bone marrow must be sent in transport medium (provided by the laboratory) peripheral blood in lithium heparin. Samples MUST NOT be sent in EDTA | For acute leukaemias and CMLs urgents reported next day if possible. For all other samples, average TAT is four days. Allowance must be made for Lymphoid abnormalities where TAT is within ten days. | N/A | Best fresh, but samples can survive if refrigerated for a couple of days. | FISH can be urgently requested if the probe required is known. Please call the laboratory for urgent requests.
| Immunophenotyping | Peripheral blood or bone marrow in EDTA or tissue culture medium (EDTA preferred) | 1ml | Must reach lab as soon as possible to preserve cell viability | 5 days (Urgent samples may be processed in 1 day with prior notification) | N/A | 2 days | Delay in transit or inappropriate storage may affect sample quality and results. If delay expected, most sample types should be kept in fridge. Confirm storage details with lab (ext 2414). Bloody bone marrow tap or clotted samples will not give accurate results. Blood samples should be sent in EDTA.
| Haemochromatosis genotyping | Blood | 1ml | 1-5 ml EDTA | Within 14 days | Interpretation with report | Please check with Laboratory | Genotyping of C28Y, H63D and S65C
| JAK2 Exon 12 mutation analysis | Peripheral blood or Bone Marrow Aspirate in EDTA | 1-5 ml PB or BM | Both Internal and External samples must reach the unit ASAP and within a maximum of 7 days at room temperature. | 3-5 working days Urgent samples by special request only | Absent in healthy individuals | Up to 3 years depending on the tests requested | Presence of heparin anticoagulant will inhibit assay. Clotted samples are unsuitable for analysis. Samples must be clearly labelled with the patient’s details including date the sample was taken. Unlabelled samples will not be accepted. This analysis is only appropriate in patients suspected PRV
| Antenatal Screen | EDTA blood. | 1 ml EDTA blood. | Samples can tested up to 10 days after collection if stored at 4°C. | 5 working days | Interpretative comment supplied | Depends on tests required. Contact laboratory | It is essential a FBC is performed for interpretive purposes. Blood transfusion within the last four months will affect results. Any red cell transfusion given must be declared in clinical notes.
| Sickle Cell and Thalassaemia Screen | EDTA blood. | 1 ml EDTA blood. | Samples can tested up to 10 days after collection if stored at 4°C. | 5 working days | Interpretative comment supplied | Depends on tests required. Contact laboratory | It is essential a FBC is performed for interpretive purposes. Blood transfusion within the last four months will affect results. Any red cell transfusion given must be declared in clinical notes.
| Pre-Anaesthetic Screen | EDTA blood. | 1 ml EDTA blood. | Samples can tested up to 10 days after collection if stored at 4°C. | Samples received before 10.30 AM will be reported the same day. After 10.30 AM results will reported the following day. If an urgent Sickle cell status is required a Sickle Solubility test will be performed. | Interpretative comment supplied | Depends on tests required. Contact laboratory | Blood transfusion within the last four months will affect results. Any red cell transfusion given must be declared in clinical notes.
| Sickle Cell Solubility Test (urgent pre-anaesthetic screen) | EDTA blood. | 1 ml EDTA blood. | Samples can tested up to 14 days after collection if stored at 4°C. | 30 minutes from time of receipt in laboratory | Interpretive comment | Depends on tests required. Contact laboratory | Contact laboratory prior to sending the sample. Blood transfusion within the last four months will affect results. Any red cell transfusion given must be declared in clinical notes.
| Aldolase Assay | EDTA blood. FBC and reticulocyte count must be performed. | 1ml EDTA blood | Samples must be received in the laboratory within 3 days of collection. | 10 working days | 1.4 - 4.9 IU/g Hb | Depends on tests required. Contact laboratory | Blood transfusion within the last four months will affect results. Any red cell transfusion given must be declared in clinical notes. Raised reticulocyte levels and or raised WBC levels may affect assay
| Glucose 6 Phosphate Dehydrogenase (G6PD) deficiency screen | EDTA blood. | 1 ml EDTA blood. | Samples must be received in the laboratory within 3 days of collection. | 5 working days | Interpretive comment | Depends on tests required. Contact laboratory | FBC and reticulocyte count MUST also be requested. Samples with a reticulocyte count > 150 x 10^9, Wbc >25.0 X 10^9 or Hb <80 g/L will require a G6PD assay performed. Blood transfusion within the last four months will affect results. Any red cell transfusion given must be declared in clinical notes.
| Glucose 6 Phosphate Dehydrogenase Assay | EDTA blood. | 1 ml EDTA blood. | Samples must be received in the laboratory within 3 days of collection. | 10 working days | 5.2 - 11.5 IU/g Hb | Depends on tests required. Contact laboratory | FBC and reticulocyte count MUST also be requested. If more than one enzyme assay is required then > 1.0 ml of blood will be required. Blood transfusion within the last four months will affect results. Any red cell transfusion given must be declared in clinical notes. Raised reticulocyte levels and/or raised WBC levels may affect assay
| Glucose Phosphate Isomerase (GPI) Assay | EDTA blood. | 1 ml EDTA blood. | Samples must be received in the laboratory within 3 days of collection. | 10 working days | 38 - 83 IU/g Hb | Depends on tests required. Contact laboratory | FBC and reticulocyte count MUST also be requested. If more than one enzyme assay is required then > 1.0 ml of blood will be required. Blood transfusion within the last four months will affect results. Any red cell transfusion given must be declared in clinical notes. Raised reticulocyte levels and/or raised WBC levels may affect assay
| Haemoglobin S % / Haemoglobin F % Analysis | EDTA blood. | 1 ml EDTA blood. | Samples can tested up to 10 days after collection if stored at 4°C. | Samples received before 10.30 AM will be reported the same day. After 10.30 AM results will reported the following day. | Not applicable | Depends on tests required. Contact laboratory | NULL
| Hexokinase Assay | EDTA blood. | 1 ml EDTA blood. | Samples must be received in the laboratory within 3 days of collection. | 10 working days | 1.00 - 2.54 IU/g Hb | Depends on tests required. Contact laboratory | FBC and reticulocyte count MUST also be requested. If more than one enzyme assay is required then > 1.0 ml of blood will be required. Blood transfusion within the last four months will affect results. Any red cell transfusion given must be declared in clinical notes. Raised reticulocyte levels and/or raised WBC levels may affect assay
| Methaemoglobin Reductase Assay | EDTA blood. | 1 ml EDTA blood. | Samples must be received in the laboratory within 3 days of collection. | 10 working days | 11.5 - 26.9 IU/g Hb | Depends on tests required. Contact laboratory | FBC and reticulocyte count MUST also be requested. Blood transfusion within the last four months will affect results. Any red cell transfusion given must be declared in clinical notes.
| Newborn Screening | Minimum 1 ml EDTA blood or Guthrie card blood spot | Minimum 1 ml EDTA blood or Guthrie card blood spot | EDTA blood samples can tested up to 14 days after collection. | 5 working days | Interpretive comment | Depends on tests required. Contact laboratory | Recent blood transfusion.
| BRAF V600 mutation analysis | Peripheral blood or Bone Marrow Aspirate in EDTA | 1-5 ml PB or BM | Both Internal and External samples must reach the unit ASAP and within a maximum of 7 days at room temperature. | 3-5 working days Urgent samples by special request only | Absent in healthy individuals | Up to 3 years depending on the tests requested | Presence of heparin anticoagulant will inhibit assay. Clotted samples are unsuitable for analysis. Samples must be clearly labelled with the patient’s details including date the sample was taken. Unlabelled samples will not be accepted.
| EMA Dye binding | EDTA blood. | 1 ml EDTA blood. | Can only be performed by arrangement with the laboratory. Sample must be sent immediately to the laboratory after collection. Samples cannot be accepted on a Friday | 5 working days | Interpretive comment | N/A | It is essential a FBC and reticulocyte count is performed for interpretive purposes. Blood transfusion within the last four months will affect results. Any red cell transfusion given must be declared in clinical notes.
| Phosphoglycerate Kinase (PGK) assay | EDTA blood. | 1 ml EDTA blood. | Samples must be received in the laboratory within 3 days of collection. | 10 working days | 247 - 392 IU/g Hb | Depends on tests required. Contact laboratory | FBC and reticulocyte count MUST also be requested. If more than one enzyme assay is required then > 1.0 ml of blood will be requiredBlood transfusion within the last four months will affect results. Any red cell transfusion given must be declared in clinical notes. Raised reticulocyte levels and/or raised WBC levels may affect assay.
| Pyruvate Kinase Assay | EDTA blood. | 1 ml EDTA blood. | Samples must be received in the laboratory within 3 days of collection. | 10 working days | 11.0 - 19.0 IU/g Hb | Depends on tests required. Contact laboratory | FBC and reticulocyte count MUST also be requested. If more than one enzyme assay is required then > 1.0 ml of blood will be required. Blood transfusion within the last four months will affect results. Any red cell transfusion given must be declared in clinical notes. Raised reticulocyte levels and/or raised WBC levels may affect assay.
| Haemoglobin H Body detection | EDTA blood. | 1 ml EDTA blood. | Test can be performed on samples up to 3 days old providing the sample has been stored at 4oC. | 5 working days | Interpretive comment | Depends on tests required. Contact laboratory | If required will be performed as part of Sickle Cell and Thalassaemia or Antenatal Screen. Blood transfusion within the last four months will affect results. Any red cell transfusion given must be declared in clinical notes.
| Miscellaneous Other Red Cell Enzyme Assays | Contact the laboratory for information on specific enzymes | Contact the laboratory for information on specific enzymes | Contact the laboratory for information on specific enzymes | 10 working days | Contact lab | Depends on tests required. Contact laboratory | Blood transfusion within the last four months will affect results. Any red cell transfusion given must be declared in clinical notes. Raised reticulocyte levels and/or raised WBC levels may affect assay
| Alpha thalassaemia mutation detection/ triplicated alpha analysis | EDTA | 1-5 mL | NULL | PND within 3 days, Antenatal 10 days, routine 20 days (working days). | N/A | 5 years | Rare mutations will take longer to detect. Please contact laboratory for further information.
| Beta thalassaemia mutation detection | EDTA | 1-5 mL | NULL | PND within 3 days, Antenatal 10 days, routine 20 days (working days). | N/A | 5 years | NULL
| Hb variant detection | EDTA | 2 x 1-5 mL | NULL | Antenatal within 14 days. Routine 4-6 weeks | N/A | 5 years | NULL
| B and T cell clonality (liquid samples) | Bone marrow aspirate in EDTA or CSF | 2ml BM or 10-20ml CSF | Both internal and external samples must reach the unit ASAP and within a maximum of 3 days at room temperature | 10 working days. Urgent samples by request only. | Clonal rearrangements usually absent in healthy individuals | Up to 3 years depending on the tests requested | Presence of heparin anticoagulant will inhibit PCR applications. Clotted samples are unsuitable for DNA analysis. Samples must be clearly labelled with the patients first name, surname, date of birth, hospital number and the date the sample was taken. The details on the sample must correspond to the request form. Unlabelled samples will not be accepted.
| Raised Hb F analysis | EDTA | 1-5.ml | Internal - must reach the unit as soon as possible. External - samples must be sent at room temperature by next day delivery | 4-6 weeks | N/A | 5 years | Presence of heparin anticoagulant will inhibit PCR applications. Clotted samples are unsuitable for DNA analysis.
| Gilbert's analysis | EDTA | 1-5 mL | NULL | Within 14 days | N/A | 5 years | Analysis of the TA promoter repeat only
| G6PD DNA analysis | EDTA | 1-5 mL | NULL | Within 4 weeks | N/A | 5 years | Detection of African A+ and A- mutations and common Mediterranean mutation.
| Prenatal diagnosis for Haemoglobinopathies | CVS, amniotic fluid or foetal blood | 10mg CVS, 10mL AF and 0.5 - 1mL foetal blood | Please notify the laboratory if the CVS sample has NOT been cytogenetically cleaned. | 3 working days | N/A | 5 years | Thalassaemia mutations should have been identified prior to referral. If not, this may delay the TAT.
| Translocations FLIP1LI-PDGFRA | Bone marrow aspirate in EDTA or peripheral blood | 2ml BM or 20ml PB | Both internal and external samples must reach the unit ASAP and within a maximum of 3 days at room temperature | Samples are referred out to another laboratory and can take up to 1 month for results to be returned | Absent in healthy individuals | Up to 3 years depending on the tests requested | Presence of heparin anticoagulant will inhibit assay. Clotted samples are unsuitable for analysis. Samples must be clearly labelled with the patients details including date the sample was taken. Unlabelled samples will not be accepted.
| c-KIT mutation | Peripheral blood or bone marrow aspirate in EDTA | 2ml BM | Both internal and external samples must reach the unit ASAP and within a maximum of 3 days at room temperature | Samples are referred out to another laboratory and can take up to 1 month for results to be returned | Absent in healthy individuals | Up to 3 years depending on the tests requested | Presence of heparin anticoagulant will inhibit assay. Clotted samples are unsuitable for analysis. Samples must be clearly labelled with the patient’s details including date the sample was taken. Unlabelled samples will not be accepted. Peripheral blood can be analysed but may produce false negative results
| MPL W515 mutations | Peripheral Blood or Bone Marrow Aspirate in EDTA | 2-5ml PB or BM | Both internal and external samples must reach the unit ASAP and within a maximum of 7 days at room temperature | 3-5 working days. Urgent samples by special request only. | Absent in healthy individuals | Up to 3 years depending on the tests requested | Presence of heparin anticoagulant will inhibit assay. Clotted samples are unsuitable for analysis. Samples must be clearly labelled with the patient’s details including date the sample was taken. Unlabelled samples will not be accepted. This analysis is only indicated in patients with a high plt count
| Store sample for molecular haemato-oncological analysis | Peripheral blood or Bone Marrow Aspirate in EDTA | 2ml BM or 20ml PB | Both Internal and External samples must reach the unit ASAP and within a maximum of 3 days at room temperature | N/A | N/A | Up to 3 years depending on the tests requested | Presence of heparin anticoagulant will inhibit assay. Clotted samples are unsuitable for analysis. Samples must be clearly labelled with the patients details including date the sample was taken. Unlabelled samples will not be accepted.
| Chimerism Bone Marrow | Bone Marrow Aspirate in EDTA | 2.0 ml | Both Internal and External samples must reach the unit ASAP and within a maximum of 3 days at room temperature | 3-5 working days Urgent samples by special request only | N/A | Up to 3 years depending on the tests requested | Presence of heparin anticoagulant will inhibit assay. Clotted samples are unsuitable for analysis. Samples must be clearly labelled with the patient’s details including date the sample was taken. Unlabelled samples will not be accepted. Pre tx and donor controls are required for analysis.
| Chimerism Peripheral blood (fractionated) | EDTA | 10 ml peripheral blood | Both Internal and External samples must reach the unit ASAP and within a maximum of 3 days at room temperature | 3-5 working days Urgent samples by special request only | N/A | Up to 3 years depending on the tests requested | Presence of heparin anticoagulant will inhibit assay. Clotted samples are unsuitable for analysis. Samples must be clearly labelled with the patient’s details including date the sample was taken. Unlabelled samples will not be accepted. Pre tx and donor controls are required for analysis.
| Translocations in AML (recurrent) t(15;17) t(8;21) inv16 t(4;11) | Bone Marrow Aspirate in EDTA or peripheral blood | 2ml BM or 20ml PB | Both Internal and External samples must reach the unit ASAP and within a maximum of 3 days at room temperature. | 3-5 working days Urgent samples by special request only | absent in healthy individuals | Up to 3 years depending on the tests requested | Presence of heparin anticoagulant will inhibit assay. Clotted samples are unsuitable for analysis. Samples must be clearly labelled with the patients details including date the sample was taken. Unlabelled samples will not be accepted. Please indicate patients transcript type where known.
| Mutation assays FLT3, NPM | EDTA | 2ml bone marrow and/or 20ml peripheral blood | Both Internal and External samples must reach the unit within 3 days at room temperature. | 3-5 working days. Urgent samples by special request only. | N/A | Up to 3 years depending on the tests requested | Presence of heparin anticoagulant will inhibit assay. Clotted samples are unsuitable for analysis. Samples must be clearly labelled with the patient’s details including date the sample was taken. Unlabelled samples will not be accepted.
| Abl Kinase domain mutation | EDTA | 2ml bone marrow and/or 20ml peripheral blood | Both Internal and External samples must reach the unit ASAP and within a maximum of 3 days at room temperature. | 3-5 working days Urgent samples by special request only | absent in healthy individuals | Up to 3 years depending on the tests requested | Presence of heparin anticoagulant will inhibit assay. Clotted samples are unsuitable for analysis. Samples must be clearly labelled with the patient’s details including date the sample was taken. Unlabelled samples will not be accepted. BCR-ABL transcript type should be included where known.
| BCR ABL t(9:22) | Peripheral blood or Bone Marrow Aspirate in EDTA | 20ml PB or 2ml BM | Both Internal and External samples must reach the unit ASAP and within a maximum of 3 days at room temperature. | 3-5 working days Urgent samples by special request only | absent in healthy individuals | Up to 3 years depending on the tests requested | Presence of heparin anticoagulant will inhibit assay. Clotted samples are unsuitable for analysis. Samples must be clearly labelled with the patients details including date the sample was taken. Unlabelled samples will not be accepted. BCR-ABL transcript type should be included where known.
| JAK2 V617F mutation analysis | Peripheral blood or Bone Marrow Aspirate in EDTA | 1-5 ml PB or BM | Both Internal and External samples must reach the unit ASAP and within a maximum of 7 days at room temperature. | 3-5 working days Urgent samples by special request only | Absent in healthy individuals | Up to 3 years depending on the tests requested | Presence of heparin anticoagulant will inhibit assay. Clotted samples are unsuitable for analysis. Samples must be clearly labelled with the patient’s details including date the sample was taken. Unlabelled samples will not be accepted.
| PNH | Peripheral blood in EDTA | 1ml | Must reach lab promptly as tests are batched. Missing a batch will increase turnaround time and affect sample quality. | 5 days | N/A | 2 days | PNH test must be requested on separate sample, ie NOT shared with FBC or any other test
| IgVh mutation status in CLL | Peripheral blood or bone marrow aspirate in EDTA | 20ml PB or 2ml BM | Both internal and external samples must reach the unit ASAP and within a maximum of 3 days at room temperature | 10 working days. Urgent samples by special request only | N/A | Up to 3 years depending on the tests requested | Presence of heparin anticoagulant will inhibit assay. Clotted samples are unsuitable for analysis. Samples must be clearly labelled with the patient’s details including date the sample was taken. Unlabelled samples will not be accepted.
| VerifyNow | Tri-sodium citrate/blue top tube | 3 x 2ml (Collect from Lab ext 2434) | Adequately filled sample with no clots to be sent to lab within an hour of venepuncture | 24 hrs | ARU < 550 | N/A | Clots of any size, haemolysis, underfilling or overfilling will affect result. Such samples will be rejected